## Meter Models
Current Meter Model's Version 3
MODEL NAME | MANUFACTURER CODE | METER CAPACITY (Measuring Capacity) | READING FACTOR (Multiplication Factor) | NUM DIAL OR DIGITS | PULSE VALUE | UNIT OF MEASURE | METER TYPE
EUG4V10 | PRI | 6 | 1 | 5 | 0 | SCMH | S
EU6VAMR | PRI | 6 | 1 | 5 | 0 | SCMH | U
G4 | PRI | 6 | 1 | 5 | 0 | SCMH | S
EU6VAMR | PRI | 212 | 1 | 5 | 0 | SCMH | S
EU6VAMR | PRI | 6 | 1 | 5 | 0 | SCMH | Z
EU6VAMR | PRI | 6 | 1 | 4 | 0 | SCFH | S
EU6VAMR | PRI | 212 | 1 | 4 | 0 | SCFH | S
EU6VAMR | PRI | 0 | 1 | 5 | 0 | SCMH | S
ETX6 | PRI | 6 | 1 | 5 | 0 | SCMH | U
EG4V10 | PRI | 6 | 1 | 5 | 0 | SCMH | S
METLG210 | PRI | 6 | 1 | 5 | 0 | SCMH | U
EU6VAMR | PRI | 0 | 1 | 5 | 0 | SCMH | Z
EU6VAMR | PRI | 6 | 1 | 5 | 0 | SCMH | S
CPT100G400 | CMN | 650 | 1 | 7 | 0 | SCMH | T
EG4V10 | CMN | 6 | 1 | 5 | 0 | SCMH | S
G160 | CMN | 250 | 1 | 7 | 0 | SCMH | T
MDK16 | CMN | 16 | 1 | 5 | 0 | SCMH | S
CPT80G160 | CMN | 250 | 1 | 7 | 0 | SCMH | T
G1000 | CMN | 1600 | 1 | 8 | 0 | SCMH | T
U6 | ITR | 6 | 1 | 5 | 0 | SCFH | S
G250 | ITR | 16 | 1 | 7 | 0 | SCMH | S
MDA16 | ITR | 16 | 1 | 6 | 0 | SCMH | L
MDK40 | ITR | 25 | 1 | 6 | 0 | SCMH | S
MRA400D | ITR | 40 | 1 | 8 | 0 | SCMH | S
U6 | ITR | 6 | 1 | 5 | 0 | SCMH | D
MTA400R | ITR | 400 | 1 | 7 | 0 | SCMH | T
ETX6 | ITR | 6 | 1 | 5 | 0 | SCMH | U
MDA40 | ITR | 6 | 1 | 6 | 0 | SCMH | S
MRA250C | ITR | 250 | 1 | 8 | 0 | SCMH | R
MTA1600E | ITR | 1600 | 1 | 7 | 0 | SCMH | T
MDA25 | ITR | 25 | 1 | 6 | 0.01 | SCMH | S
G4SC | ITR | 6 | 1 | 5 | 1 | SCMH | S
MRA450D | ITR | 250 | 1 | 8 | 0 | SCMH | R
MRA40A | ITR | 40 | 1 | 6 | 0 | SCMH | S
U65 | ITR | 65 | 1 | 6 | 0 | SCMH | S
MRA450D | ITR | 450 | 1 | 8 | 0 | SCMH | T
MDA100 | ITR | 100 | 1 | 6 | 0 | SCMH | L
MTA4000O | ITR | 4000 | 1 | 8 | 0 | SCMH | T
MDA25 | ITR | 250 | 1 | 6 | 0 | SCFH | S
G4 | ITR | 565 | 1 | 5 | 0 | SCMH | S
MRA450D | ITR | 450 | 1 | 8 | 0 | SCMH | S
MTA250Q | ITR | 250 | 1 | 7 | 0 | SCMH | T
U6 | ITR | 6 | 1 | 5 | 1 | SCMH | S
U16 | ITR | 16 | 1 | 5 | 0 | SCMH | D
G65 | ITR | 100 | 1 | 6 | 0 | SCMH | S
MDA16 | ITR | 25 | 1 | 6 | 0 | SCMH | S
MDA16 | ITR | 1 | 1 | 6 | 0 | SCMH | S
G4SC | ITR | 16 | 1 | 5 | 0 | SCMH | S
MRA2500PO | ITR | 250 | 1 | 8 | 0 | SCMH | R
MRA250C | ITR | 250 | 1 | 8 | 0 | SCMH | S
MDK100 | ITR | 100 | 1 | 6 | 0 | SCMH | S
MDA40W | ITR | 40 | 1 | 6 | 0 | SCMH | S
G4SC | ITR | 6 | 1 | 5 | 0 | SCMH | U
MDA65 | ITR | 6 | 1 | 6 | 0 | SCMH | S
U16 | ITR | 565 | 1 | 4 | 0 | SCFH | S
G4 | ITR | 6 | 5 | 5 | 0 | SCMH | S
MDA25W | ITR | 25 | 1 | 6 | 0 | SCMH | S
G4SC | ITR | 6 | 1 | 5 | 0 | SCMH | R
MRA65B | ITR | 65 | 1 | 7 | 0 | SCMH | R
MTA100TB | ITR | 100 | 1 | 7 | 0 | SCMH | T
D1.5 | ITR | 1500 | 0.01 | 8 | 0 | SCFH | S
MTA4000G | ITR | 4000 | 1 | 9 | 0 | SCMH | T
U6 R5 | ITR | 212 | 1 | 4 | 0 | SCFH | S
G4SC | ITR | 212 | 1 | 5 | 0 | SCMH | Z
MRA450D | ITR | 450 | 1 | 8 | 0 | SCMH | R
MRA650E | ITR | 650 | 1 | 7 | 0 | SCMH | S
METLG210 | ITR | 6 | 1 | 5 | 0 | SCMH | S
G4 | ITR | 6 | 1 | 5 | 1 | SCMH | S
MDA40 | ITR | 40 | 1 | 6 | 0 | SCMH | D
MRA650E | ITR | 650 | 1 | 7 | 0 | SCMH | R
MDA40 | ITR | 40 | 1 | 6 | 0 | SCMH | T
MDK25 | ITR | 25 | 1 | 6 | 0 | SCMH | S
SC6 | ITR | 6 | 1 | 4 | 0 | SCMH | S
MDA160 | ITR | 160 | 1 | 6 | 0 | SCMH | S
MDA100 | ITR | 6 | 1 | 6 | 0 | SCMH | S
MRA25A | ITR | 25 | 1 | 6 | 0 | SCMH | S
MDA16 | ITR | 216 | 1 | 6 | 0 | SCMH | S
MTA4000FG | ITR | 4000 | 1 | 8 | 0 | SCMH | T
U6 | ITR | 212 | 1 | 4 | 0 | SCFH | S
BK G10 | ITR | 16 | 1 | 6 | 0 | SCMH | S
G4 | ITR | 6 | 1 | 6 | 0 | SCMH | S
U16 | ITR | 16 | 1 | 6 | 0 | SCMH | D
G4 | ITR | 6 | 1 | 5 | 1 | SCMH | R
MTD01000VE | ITR | 1000 | 1 | 7 | 0 | SCMH | T
MRA1000SE | ITR | 1000 | 1 | 8 | 0 | SCMH | T
MRA160PC | ITR | 160 | 1 | 6 | 0 | SCMH | R
G4 | ITR | 16 | 1 | 6 | 0 | SCFH | S
MDA16 | ITR | 2262 | 1 | 6 | 0 | SCMH | S
SC6 | ITR | 6 | 1 | 5 | 0 | SCMH | S
MDA25 | ITR | 75 | 1 | 6 | 0 | SCMH | S
MDA40 | ITR | 0 | 1 | 6 | 0 | SCMH | S
MDA16 | ITR | 0 | 1 | 6 | 0 | SCMH | S
U16 R5 | ITR | 16 | 1 | 6 | 0 | SCMH | S
E6 | ITR | 6 | 1 | 5 | 0 | SCMH | U
MRA160C | ITR | 160 | 1 | 7 | 0 | SCMH | S
U160 | ITR | 160 | 1 | 7 | 0 | SCMH | S
G4 | ITR | 6 | 6 | 5 | 0 | SCMH | S
MDA16 | ITR | 65 | 1 | 6 | 0 | SCMH | S
MTA650TE | ITR | 650 | 1 | 8 | 0 | SCMH | T
G4 | ITR | 6 | 1 | 5 | 0.01 | SCMH | S
MDA100 | ITR | 1 | 1 | 6 | 0 | SCMH | S
MTA250Q | ITR | 250 | 1 | 6 | 0 | SCMH | T
MDK16 | ITR | 16 | 1 | 6 | 0 | SCMH | S
MDA16 | ITR | 16 | 1 | 6 | 0 | SCMH | U
U16 R5 | ITR | 212 | 1 | 5 | 0 | SCMH | S
METGW | ITR | 6 | 1 | 5 | 0 | SCMH | S
G4 | ITR | 16 | 1 | 5 | 0 | SCMH | S
ETX6 | ITR | 6 | 1 | 5 | 0 | SCMH | S
MTA1600TF | ITR | 1600 | 1 | 9 | 0 | SCMH | T
MTA6500U | ITR | 6500 | 1 | 8 | 0 | SCMH | T
U6 | ITR | 16 | 1 | 6 | 0 | SCMH | S
U40 | ITR | 1412 | 1 | 6 | 0 | SCMH | S
MRA200Q | ITR | 200 | 1 | 7 | 0 | SCMH | R
MRA40A | ITR | 40 | 1 | 6 | 0 | SCMH | R
U6 | ITR | 6 | 1 | 5 | 0 | SCMH | R
MDA16 | ITR | 16 | 1 | 6 | 0.1 | SCMH | S
MDA16 | ITR | 1600 | 1 | 6 | 0 | SCMH | S
MDA65 | ITR | 2296 | 1 | 6 | 0 | SCMH | S
MTA1600N | ITR | 1600 | 1 | 8 | 0 | SCMH | T
G4 | ITR | 212 | 1 | 4 | 0 | SCFH | S
MDK40 | ITR | 40 | 1 | 6 | 0 | SCMH | S
MDA40 | ITR | 40 | 1 | 6 | 0.1 | SCMH | S
MRA100B | ITR | 100 | 1 | 7 | 0 | SCMH | S
MRA300D | ITR | 300 | 1 | 8 | 0 | SCMH | S
MRA200C | ITR | 200 | 1 | 7 | 0 | SCMH | S
MDA65 | ITR | 65 | 1 | 6 | 0 | SCMH | R
MTA1600G | ITR | 1600 | 1 | 8 | 0 | SCMH | T
G4 | ITR | 6 | 1 | 5 | 0 | SCMH | R
MDA16 | ITR | 16 | 1 | 6 | 0 | SCMH | R
MDA40 | ITR | 40 | 1 | 8 | 0 | SCMH | S
MDA25 | ITR | 3511 | 1 | 6 | 0 | SCMH | S
G4SC | ITR | 6 | 1 | 4 | 0 | SCFH | S
MTA2500TG | ITR | 2500 | 1 | 9 | 0 | SCMH | T
U16 | ITR | 40 | 1 | 6 | 0 | SCMH | S
MDA65 | ITR | 65 | 1 | 6 | 0 | SCMH | D
MTA400TD | ITR | 400 | 1 | 8 | 0 | SCMH | S
MTA4000TG | ITR | 4000 | 1 | 9 | 0 | SCMH | T
MRA650SE | ITR | 650 | 1 | 8 | 0 | SCMH | S
G4 | ITR | 6 | 1 | 4 | 0 | SCFH | S
MTA4000TH | ITR | 4000 | 1 | 9 | 0 | SCMH | T
MTA2500TF | ITR | 2500 | 1 | 9 | 0 | SCMH | S
MDA16 | ITR | 160 | 1 | 7 | 0 | SCMH | S
G25 | ITR | 40 | 1 | 6 | 0 | SCMH | S
MTA400TC | ITR | 400 | 1 | 8 | 0 | SCMH | T
G4 | ITR | 40 | 1 | 5 | 0 | SCMH | S
U40 | ITR | 40 | 1 | 6 | 0 | SCMH | S
G100 | ITR | 16 | 1 | 6 | 0 | SCMH | S
G40 | ITR | 65 | 1 | 6 | 0 | SCMH | S
E6 | ITR | 6 | 1 | 5 | 0 | SCMH | S
G4 | ITR | 65 | 1 | 6 | 0 | SCMH | S
G4 | ITR | 25 | 1 | 6 | 0 | SCMH | S
G4/U6 | ITR | 6 | 1 | 5 | 0 | SCMH | S
MDA16 | ITR | 146875 | 1 | 6 | 0 | SCMH | S
G4 | ITR | 6 | 0.01 | 5 | 0 | SCMH | S
MDA65 | ITR | 65 | 1 | 6 | 1 | SCMH | R
G4SC | ITR | 6 | 1 | 4 | 0 | SCMH | S
MDA25 | ITR | 65 | 1 | 6 | 0 | SCMH | S
MDA16 | ITR | 6 | 1 | 6 | 0 | SCMH | D
MRA100PB | ITR | 100 | 1 | 6 | 0 | SCMH | R
MDA40 | ITR | 25 | 1 | 6 | 0 | SCMH | S
G4 | ITR | 212 | 1 | 5 | 0 | SCMH | S
MRA160PC | ITR | 160 | 1 | 8 | 0 | SCMH | R
G4 | ITR | 6 | 1 | 5 | 0 | SCMH | U
U6 | ITR | 6 | 1 | 5 | 0 | SCMH | S
MDA16 | ITR | 16 | 1 | 5 | 0 | SCMH | S
G4 | ITR | 6 | 1 | 6 | 0 | SCFH | S
MRA1000E | ITR | 1000 | 1 | 7 | 0 | SCMH | R
G4 | ITR | 6 | 1 | 4 | 0 | SCMH | S
G4SC | ITR | 6 | 1 | 6 | 0 | SCMH | S
G4 | ITR | 1 | 1 | 5 | 0 | SCMH | S
MTA1000TE | ITR | 1000 | 1 | 8 | 0 | SCMH | T
MRA650SE | ITR | 650 | 1 | 8 | 0 | SCMH | R
MRA1000SE | ITR | 1000 | 1 | 8 | 0 | SCMH | R
MDA40 | ITR | 1412 | 1 | 6 | 0 | SCMH | Z
G4 | ITR | 6 | 1 | 5 | 0 | SCMH | Z
U25 | ITR | 25 | 1 | 6 | 0 | SCMH | S
MRA250Q | ITR | 250 | 1 | 7 | 0 | SCMH | R
MDA16 | ITR | 1 | 1 | 5 | 0 | SCMH | D
MDK40 | ITR | 40 | 1 | 6 | 0 | SCFH | S
MRA400D | ITR | 400 | 1 | 8 | 0 | SCMH | R
U6 | ITR | 1 | 1 | 6 | 0 | SCMH | S
MTA4000G | ITR | 4000 | 1 | 8 | 0 | SCMH | T
MDA16 | ITR | 0 | 1 | 6 | 0 | SCMH | Z
MDA16 | ITR | 16 | 1 | 4 | 0 | SCFH | S
MTA2500G | ITR | 2500 | 1 | 8 | 0 | SCMH | T
MDA16 | ITR | 16 | 0.01 | 6 | 0 | SCMH | S
MDA25 | ITR | 6 | 1 | 5 | 0 | SCMH | S
G4SC | ITR | 65 | 1 | 5 | 0 | SCMH | S
G4 | ITR | 65 | 1 | 5 | 0 | SCMH | S
U16 | ITR | 1 | 1 | 6 | 0 | SCMH | S
U16 | ITR | 1 | 1 | 4 | 0 | SCFH | Z
G10 | ITR | 6 | 1 | 5 | 0 | SCMH | T
G4/U6 | ITR | 6 | 1 | 5 | 0 | SCMH | U
MDA160 | ITR | 16 | 1 | 5 | 0 | SCMH | S
MTA6500J | ITR | 6500 | 1 | 8 | 0 | SCMH | T
MRA1600PN | ITR | 1600 | 1 | 8 | 0 | SCMH | R
G4 | ITR | 6 | 1 | 5 | 0 | SCFH | S
U6 | ITR | 0 | 1 | 5 | 0 | SCMH | S
U6 | ITR | 212 | 1 | 4 | 0 | SCFH | U
G4 | ITR | 212 | 1 | 5 | 0 | SCMH | U
U6 | ITR | 0 | 1 | 4 | 0 | SCFH | S
G4 | ITR | 6 | 1 | 5 | 0 | SCMH | L
G4SC | ITR | 0 | 1 | 5 | 0 | SCMH | U
METLG210 | ITR | 0 | 1 | 5 | 0 | SCMH | S
E6 | ITR | 16 | 1 | 5 | 0 | SCFH | S
MDA25 | ITR | 16 | 1 | 6 | 0 | SCMH | S
MDA16 | ITR | 16 | 1 | 5 | 0 | SCMH | D
E6 | ITR | 16 | 1 | 5 | 0 | SCMH | S
ETX6 | ITR | 0 | 1 | 5 | 0 | SCMH | S
MDA40 | ITR | 340 | 1 | 6 | 0 | SCMH | S
G4 | ITR | 0 | 1 | 5 | 0 | SCFH | S
G25 | ITR | 25 | 1 | 6 | 0 | SCMH | S
MDA16 | ITR | 16 | 100 | 6 | 0 | SCMH | S
G4 | ITR | 212 | 1 | 5 | 0 | SCFH | S
MDA16W | ITR | 16 | 1 | 6 | 0 | SCMH | S
G4 | ITR | 6 | 1 | 5 | 0 | SCFH | D
U16 R5 | ITR | 565 | 1 | 4 | 0 | SCFH | S
E6VG370 | ITR | 6 | 1 | 5 | 0 | SCMH | U
MDA16 | ITR | 6 | 0.1 | 6 | 0 | SCFH | S
U6 | ITR | 6 | 1 | 6 | 0 | SCMH | S
U40 | ITR | 40 | 1 | 6 | 0 | SCMH | D
MDA40 | ITR | 40 | 1 | 7 | 0 | SCMH | S
MDA25 | ITR | 1 | 1 | 6 | 0 | SCMH | D
MTA650FE | ITR | 650 | 1 | 7 | 0 | SCMH | T
MTA650TE | ITR | 650 | 1 | 8 | 0 | SCMH | S
G4 | ITR | 1 | 1 | 5 | 0 | SCMH | D
MDA16 | ITR | 565 | 0.1 | 6 | 0 | SCFH | S
G4SC | ITR | 0 | 1 | 5 | 0 | SCMH | S
U16 | ITR | 212 | 1 | 4 | 0 | SCFH | S
MDA40 | ITR | 40 | 10 | 6 | 0 | SCFH | S
MDA25 | ITR | 6 | 1 | 6 | 0 | SCMH | D
MDA160W | ITR | 6 | 1 | 6 | 0 | SCMH | R
G4 | ITR | 6 | 1 | 5 | 0 | SCFH | U
G250 | ITR | 400 | 1 | 7 | 0 | SCMH | R
U6 R5 | ITR | 16 | 1 | 6 | 0 | SCMH | S
RF1SVZB | ITR | 16 | 1 | 6 | 0 | SCMH | S
MRA450D | ITR | 400 | 1 | 8 | 0 | SCMH | R
G4 | ITR | 75 | 1 | 5 | 0 | SCMH | S
G160 | ITR | 250 | 1 | 8 | 0 | SCMH | R
MDA65 | ITR | 2295 | 1 | 6 | 0 | SCMH | S
G4 | ITR | 0 | 1 | 4 | 0 | SCFH | S
E6 | ITR | 16 | 1 | 6 | 0 | SCFH | S
U6 | ITR | 6 | 1 | 5 | 0 | SCMH | U
MTA650TD | ITR | 650 | 1 | 8 | 0 | SCMH | T
MTA1000E | ITR | 1000 | 1 | 7 | 0 | SCMH | T
MDA16 | ITR | 16 | 1 | 6 | 0 | SCFH | U
MDA40 | ITR | 6 | 1 | 6 | 0 | SCMH | Z
U6 R5 | ITR | 6 | 1 | 5 | 0 | SCMH | S
MDA16 | ITR | 16 | 0.1 | 6 | 0 | SCFH | S
SC6 | ITR | 6 | 1 | 5 | 0 | SCMH | U
MTA6500TJ | ITR | 6500 | 1 | 9 | 0 | SCMH | T
MTA1600FF | ITR | 1600 | 1 | 8 | 0 | SCMH | T
MTA250TC | ITR | 250 | 1 | 8 | 0 | SCMH | T
SC6 | ITR | 6 | 1 | 5 | 0 | SCFH | S
MTA650TE | ITR | 6 | 1 | 5 | 0 | SCMH | S
MDA40 | ITR | 40 | 0.01 | 6 | 0 | SCFH | S
MRA100PP | ITR | 6 | 1 | 6 | 0 | SCMH | S
U25 | ITR | 212 | 1 | 6 | 0 | SCMH | S
MDK16 | ITR | 16 | 1 | 6 | 0 | SCFH | S
U16 | ITR | 16 | 1 | 6 | 0 | SCMH | R
U6 | ITR | 6 | 1 | 5 | 0 | SCMH | L
G4 | ITR | 0 | 1 | 5 | 0 | SCMH | U
MDK25 | ITR | 25 | 1 | 6 | 0 | SCFH | S
E6VLG310 | ITR | 6 | 1 | 5 | 0 | SCMH | S
G4 | ITR | 525 | 1 | 6 | 0 | SCFH | S
MRA1000E | ITR | 1000 | 1 | 7 | 0 | SCMH | T
SC6 | ITR | 212 | 1 | 5 | 0 | SCMH | S
U16 | ITR | 565 | 1 | 6 | 0 | SCMH | S
MTA2500H | ITR | 2500 | 1 | 8 | 0 | SCMH | T
MDA100 | ITR | 100 | 0.01 | 6 | 0 | SCMH | S
U40 | ITR | 40 | 1 | 8 | 0 | SCMH | D
G4 | ITR | 5 | 1 | 5 | 0 | SCMH | D
MDA16 | ITR | 212 | 0.01 | 6 | 0 | SCMH | S
U6 | ITR | 0 | 1 | 5 | 0 | SCMH | Z
MTA650D | ITR | 6 | 1 | 5 | 0 | SCMH | S
BK-G16E | ITR | 25 | 1 | 6 | 0 | SCMH | S
MDA65 | ITR | 250 | 1 | 6 | 0 | SCMH | S
SC6 | ITR | 6 | 1 | 5 | 0 | SCMH | R
MDA40 | ITR | 1412 | 1 | 6 | 0 | SCFH | S
3M125 | ITR | 100 | 1 | 7 | 0 | SCMH | R
U16 | ITR | 6 | 1 | 5 | 0 | SCMH | S
MDA65 | ITR | 160 | 1 | 7 | 0 | SCMH | S
RF1SVZB | ITR | 6 | 1 | 6 | 0 | SCMH | S
U16 | ITR | 6 | 1 | 6 | 0 | SCMH | S
MDA16 | ITR | 565 | 1 | 6 | 0 | SCMH | S
E6VLG310 | ITR | 6 | 1 | 5 | 0 | SCMH | U
MDA160 | ITR | 160 | 1 | 7 | 0.1 | SCMH | S
MDA65 | ITR | 65 | 1 | 5 | 0 | SCMH | S
MDA40 | ITR | 65 | 1 | 6 | 0 | SCMH | S
U6 | ITR | 25 | 1 | 6 | 0 | SCMH | S
G4 | ITR | 6 | 1 | 5 | 0 | SCFH | R
MDU16W | ITR | 16 | 1 | 6 | 0 | SCMH | S
U6 | ITR | 6 | 1 | 5 | 0 | SCMH | Z
MRA65B | ITR | 65 | 1 | 7 | 0 | SCFH | R
MTA1000TF | ITR | 1000 | 1 | 9 | 0 | SCMH | T
MTA650TE | ITR | 6 | 1 | 4 | 0 | SCFH | S
MDA16 | ITR | 0 | 1 | 5 | 0 | SCMH | S
BK-G4 | ITR | 6 | 1 | 5 | 0 | SCMH | S
MRA250Q | ITR | 250 | 1 | 8 | 0 | SCMH | S
U25 | ITR | 880 | 1 | 6 | 0 | SCMH | S
MRA250C | ITR | 250 | 1 | 7 | 0 | SCMH | S
MDA25 | ITR | 25 | 1 | 6 | 0 | SCMH | D
MDA25 | ITR | 25 | 1 | 6 | 0 | SCMH | T
MDA16 | ITR | 16 | 1 | 6 | 0 | SCMH | D
MDA16 | ITR | 6 | 1 | 6 | 0 | SCFH | S
U6 R5 | ITR | 6 | 1 | 4 | 0 | SCFH | S
G4 | ITR | 6 | 100 | 4 | 0 | SCFH | S
MTA4000G | ITR | 4000 | 1 | 8 | 0 | SCMH | R
MDA16 | ITR | 16 | 1 | 5 | 0 | SCMH | U
G4 | ITR | 212 | 1 | 4 | 0 | SCFH | Z
G4 | ITR | 2014 | 1 | 5 | 0 | SCMH | S
G4 | ITR | 10 | 1 | 5 | 0 | SCMH | S
G4 | ITR | 6 | 1 | 7 | 0 | SCMH | S
G4 | ITR | 6 | 1 | 6 | 0 | SCMH | D
G4 | ITR | 5 | 1 | 5 | 0 | SCMH | S
MRA25A | ITR | 25 | 1 | 6 | 0 | SCMH | R
TZ250G1600 | ITR | 6 | 1 | 5 | 0 | SCMH | S
G4 | ITR | 212 | 1 | 5 | 0 | SCMH | Z
MDA65 | ITR | 65 | 0.01 | 6 | 0 | SCMH | S
U65 R5 | ITR | 6 | 1 | 5 | 0 | SCMH | S
MDA25 | ITR | 25 | 0.01 | 6 | 0 | SCMH | S
G4 | ITR | 212 | 1 | 4 | 0 | SCMH | S
BK-G10E | ITR | 16 | 1 | 6 | 0 | SCMH | S
U6 | ITR | 16 | 1 | 5 | 0 | SCMH | S
G4SC | ITR | 6 | 1 | 5 | 0 | SCMH | T
U16 R5 | ITR | 16 | 1 | 4 | 0 | SCFH | S
G4SC | ITR | 212 | 1 | 5 | 0 | SCMH | S
MRA1000SE | ITR | 1000 | 1 | 8 | 0 | SCMH | S
METLG210 | ITR | 6 | 1 | 5 | 0 | SCMH | U
MTA1600TE | ITR | 1600 | 1 | 8 | 0 | SCMH | S
G4SC | ITR | 0 | 1 | 5 | 0 | SCMH | Z
MDA16 | ITR | 16 | 1 | 6 | 0.01 | SCMH | S
U25 | ITR | 883 | 1 | 6 | 0 | SCMH | L
U16 | ITR | 565 | 1 | 6 | 0 | SCFH | S
U65 | ITR | 2296 | 1 | 6 | 0 | SCMH | L
U40 | ITR | 1412 | 1 | 6 | 0 | SCMH | L
U160 | ITR | 5650 | 1 | 7 | 0 | SCMH | L
U100 | ITR | 3511 | 1 | 6 | 0 | SCMH | S
MRA450D | ITR | 450 | 1 | 6 | 0 | SCMH | S
MDA16 | ITR | 6 | 1 | 5 | 0 | SCMH | U
MTA1600TE | ITR | 1600 | 1 | 8 | 0 | SCMH | T
MDA16 | ITR | 16 | 1 | 6 | 1 | SCMH | S
MTA2500FG | ITR | 2500 | 1 | 8 | 0 | SCMH | T
MDA100 | ITR | 100 | 1 | 6 | 0 | SCMH | D
MTA1600F | ITR | 1600 | 1 | 8 | 0 | SCMH | T
G16 | ITR | 25 | 1 | 6 | 0 | SCMH | R
G4SC | ITR | 6 | 1 | 5 | 0 | SCMH | D
G4 | ITR | 6 | 1 | 5 | 1 | SCMH | U
MDA16 | ITR | 6 | 1 | 6 | 0 | SCMH | U
G4 | ITR | 6 | 1 | 5 | 0 | SCMH | D
MRA160PQ | ITR | 160 | 1 | 6 | 0 | SCMH | S
MTA2500TF | ITR | 2500 | 1 | 9 | 0 | SCMH | T
G4SC | ITR | 6 | 1 | 5 | 0 | SCFH | S
MDA40 | ITR | 10 | 1 | 6 | 0 | SCMH | S
MRA250C | ITR | 200 | 1 | 7 | 0 | SCMH | R
MDA16 | ITR | 565 | 1 | 6 | 0 | SCMH | D
MDA16 | ITR | 6 | 1 | 5 | 0 | SCMH | D
U6 | ITR | 6 | 1 | 4 | 0 | SCFH | R
MDA160 | ITR | 160 | 1 | 8 | 0 | SCMH | S
MDA16 | ITR | 16 | 1 | 5 | 0 | SCFH | S
MDA16 | ITR | 16 | 1 | 6 | 1 | SCMH | D
MDA65 | ITR | 212 | 1 | 6 | 0 | SCMH | S
MDA16 | ITR | 20000 | 1 | 6 | 0 | SCMH | S
MDA16 | ITR | 6 | 1 | 5 | 0 | SCMH | S
U6 | ITR | 212 | 1 | 5 | 0 | SCMH | S
MRA300D | ITR | 300 | 1 | 8 | 0 | SCMH | R
METAC | ITR | 6 | 1 | 5 | 0 | SCMH | S
MTA400D | ITR | 400 | 1 | 7 | 0 | SCMH | T
U6 | ITR | 6 | 1 | 4 | 0 | SCFH | S
MDA40 | ITR | 25 | 1 | 6 | 0 | SCMH | D
MTI100GB | ITR | 100 | 1 | 6 | 0 | SCMH | T
MDA16 | ITR | 100 | 1 | 6 | 0 | SCMH | S
MDA100 | ITR | 0 | 1 | 6 | 0 | SCMH | S
G4 | ITR | 565 | 1 | 5 | 0 | SCFH | S
MDA160W | ITR | 160 | 1 | 7 | 0 | SCMH | S
MTA2500F | ITR | 2500 | 1 | 8 | 0 | SCMH | T
MDK16 | ITR | 25 | 1 | 6 | 0 | SCMH | S
MTA6500TH | ITR | 6500 | 1 | 9 | 0 | SCMH | T
MDA40 | ITR | 1412 | 1 | 6 | 0 | SCMH | S
MDA16 | ITR | 16 | 1 | 6 | 0 | SCFH | S
MDA65 | ITR | 0 | 1 | 6 | 0 | SCMH | S
MDA25 | ITR | 100 | 1 | 6 | 0 | SCMH | S
U25 | ITR | 25 | 1 | 6 | 0 | SCMH | D
MDA16 | ITR | 16 | 0.01 | 6 | 0 | SCFH | S
G4 | ITR | 0 | 1 | 5 | 0 | SCMH | Z
G4 | ITR | 6 | 1 | 5 | 0.1 | SCMH | S
MRA400D | ITR | 400 | 1 | 8 | 0 | SCMH | S
G4 | ITR | 6 | 1 | 5 | 0 | SCMH | T
MDA40 | ITR | 565 | 1 | 6 | 0 | SCMH | S
MDA16 | ITR | 16 | 1 | 6 | 0 | SCMH | Z
MDA16 | ITR | 212 | 1 | 6 | 0 | SCMH | S
MDA25 | ITR | 25 | 1 | 6 | 0 | SCMH | U
G4 | ITR | 6 | 0.01 | 5 | 0 | SCFH | S
MDA25 | ITR | 25 | 1 | 6 | 0 | SCMH | R
MDA100 | ITR | 100 | 1 | 6 | 0 | SCFH | S
MTA1000F | ITR | 1000 | 1 | 8 | 0 | SCMH | T
MDA40 | ITR | 16 | 1 | 6 | 0 | SCMH | S
U16 | ITR | 16 | 1 | 6 | 0 | SCMH | S
MRA160C | ITR | 160 | 1 | 7 | 0 | SCMH | R
G4 | ITR | 25 | 1 | 5 | 0 | SCMH | S
MDA16 | ITR | 6 | 1 | 6 | 0 | SCMH | S
Libra200 | ITR | 6 | 1 | 5 | 0 | SCMH | U
U6 | ITR | 212 | 1 | 5 | 0 | SCMH | D
MDA160 | ITR | 160 | 1 | 7 | 0 | SCMH | D
MDA25 | ITR | 0 | 1 | 6 | 0 | SCMH | S
MTA1600TG | ITR | 1600 | 1 | 9 | 0 | SCMH | T
G4 | ITR | 212 | 1 | 5 | 0 | SCMH | D
G4 | ITR | 0 | 1 | 5 | 0 | SCMH | S
MTA2500O | ITR | 2500 | 1 | 8 | 0 | SCMH | T
MDA25 | ITR | 25 | 1 | 6 | 0 | SCFH | S
MDA16 | ITR | 16 | 1 | 6 | 0 | SCMH | T
G4 | ITR | 16 | 1 | 6 | 0 | SCMH | S
MRA400PR | ITR | 400 | 1 | 7 | 0 | SCMH | R
MDA65 | ITR | 65 | 1 | 6 | 0 | SCMH | Z
MDA16 | ITR | 16 | 1 | 6 | 0 | SCMH | S
MDA100W | ITR | 100 | 1 | 6 | 0 | SCMH | S
MRA100PP | ITR | 100 | 1 | 6 | 0 | SCMH | S
G4SC | ITR | 6 | 1 | 5 | 0 | SCMH | S
MDA100 | ITR | 3530 | 1 | 6 | 0 | SCMH | S
MDA40 | ITR | 40 | 1 | 6 | 0 | SCMH | S
MDA25 | ITR | 6 | 1 | 6 | 0 | SCMH | S
MDA100 | ITR | 100 | 1 | 6 | 0 | SCMH | T
MRA160PQ | ITR | 160 | 1 | 6 | 0 | SCMH | R
MDA25 | ITR | 25 | 1 | 6 | 0 | SCMH | S
MDA65 | ITR | 65 | 1 | 6 | 0 | SCMH | S
MRA250C | ITR | 250 | 1 | 7 | 0 | SCMH | R
G4 | ITR | 6 | 1 | 5 | 0 | SCMH | S
U25 | ITR | 883 | 1 | 6 | 0 | SCFH | S
G100 | ITR | 6 | 1 | 6 | 0 | SCMH | S
MRA2500PO | ITR | 2500 | 1 | 8 | 0 | SCMH | R
MDA160 | ITR | 160 | 1 | 7 | 0 | SCMH | S
MDA100 | ITR | 100 | 1 | 6 | 0 | SCMH | S
MRA300R | ITR | 300 | 1 | 7 | 0 | SCMH | R
MRA200C | ITR | 200 | 1 | 7 | 0 | SCMH | R
MRA100PP | ITR | 100 | 1 | 6 | 0 | SCMH | R
MRA100B | ITR | 100 | 1 | 7 | 0 | SCMH | R
MTA400TD | ITR | 400 | 1 | 8 | 0 | SCMH | T
MDA65W | ITR | 65 | 1 | 6 | 0 | SCMH | S
SG4 | ONS | 6 | 1 | 5 | 0 | SCMH | U
G4/U6 | ONS | 6 | 1 | 5 | 0 | SCMH | S
SG4 | ONS | 6 | 1 | 5 | 0 | SCMH | S
EU6VAMR | ONS | 6 | 1 | 5 | 0 | SCMH | S
G4 | ONS | 6 | 1 | 5 | 0 | SCMH | Z
U6 | ONS | 6 | 1 | 5 | 0 | SCMH | S
G4 | ONS | 6 | 1 | 5 | 0 | SCMH | S
METLG210 | ONS | 6 | 1 | 5 | 0 | SCMH | U
MRD0250B4D | SEN | 250 | 1 | 7 | 0 | SCMH | R
U6 | SEN | 65 | 1 | 5 | 0 | SCMH | R
U6 | SEN | 160 | 1 | 5 | 0 | SCMH | R
U100 | SEN | 6 | 1 | 6 | 0 | SCMH | S
U6 | SEN | 6 | 1 | 5 | 1 | SCMH | R
U6 | SEN | 25 | 1 | 5 | 0 | SCMH | S
MDA16 | SEN | 6 | 1 | 5 | 0 | SCMH | S
U6/G4 | SEN | 6 | 1 | 5 | 0 | SCMH | S
E6 | SEN | 6 | 1 | 5 | 0 | SCMH | U
U6 | SEN | 16 | 1 | 5 | 0 | SCMH | S
U6 | SEN | 25 | 1 | 5 | 0 | SCMH | R
U6 | SEN | 16 | 1 | 5 | 0 | SCMH | R
U6 | SEN | 100 | 1 | 5 | 0 | SCMH | S
U40 | SEN | 40 | 1 | 6 | 0 | SCMH | S
U6 | SEN | 6 | 1 | 5 | 0.1 | SCMH | S
U6 | SEN | 40 | 1 | 5 | 0 | SCMH | D
EG4V10 | SEN | 6 | 1 | 5 | 0 | SCMH | S
MDK65 | SEN | 6 | 1 | 5 | 0 | SCMH | S
E6 | SEN | 5 | 1 | 5 | 0 | SCMH | S
U6 | SEN | 6 | 0.01 | 5 | 0 | SCMH | S
U6 | SEN | 212 | 1 | 5 | 0 | SCFH | S
U6 | SEN | 0 | 1 | 5 | 0 | SCMH | U
U6 | SEN | 6 | 1 | 5 | 0.01 | SCMH | L
U6 | SEN | 4 | 1 | 5 | 0 | SCMH | S
U6 | SEN | 1 | 1 | 5 | 0 | SCMH | S
U6 | SEN | 565 | 1 | 5 | 0 | SCMH | L
U25 | SEN | 25 | 1 | 6 | 0 | SCMH | S
U6 | SEN | 565 | 100 | 5 | 0 | SCMH | L
U6 | SEN | 6 | 1 | 6 | 0 | SCFH | Z
U6 | SEN | 212 | 1 | 4 | 0 | SCFH | D
U65 | SEN | 65 | 1 | 6 | 0 | SCMH | S
U6 | SEN | 0 | 1 | 4 | 0 | SCFH | Z
U6 | SEN | 6 | 10 | 5 | 0 | SCFH | S
U6 | SEN | 6 | 1 | 5 | 1 | SCMH | L
E6VG130 | SEN | 6 | 1 | 5 | 0 | SCMH | U
G4 | SEN | 6 | 1 | 5 | 0 | SCFH | S
U6 | SEN | 75 | 1 | 5 | 0 | SCMH | S
U6 | SEN | 6 | 1 | 5 | 0.1 | SCMH | L
METLG210 | SEN | 6 | 1 | 5 | 0 | SCMH | U
U6 | SEN | 0 | 1 | 5 | 0 | SCMH | Z
U6 | SEN | 212 | 1 | 4 | 0 | SCFH | Z
E6 | SEN | 6 | 1 | 6 | 0 | SCMH | S
U6 | SEN | 5 | 1 | 5 | 0 | SCMH | D
U6 R5 | SEN | 212 | 1 | 4 | 0 | SCFH | S
U6 | SEN | 6 | 1 | 6 | 0 | SCFH | S
U6 | SEN | 6 | 1 | 5 | 0 | SCMH | L
U6 | SEN | 6 | 1 | 4 | 0 | SCFH | D
U25 | SEN | 883 | 1 | 6 | 0 | SCFH | S
U16 | SEN | 16 | 1 | 6 | 0 | SCMH | D
U6 | SEN | 25 | 1 | 6 | 0 | SCMH | S
U6 | SEN | 16 | 1 | 6 | 0 | SCMH | S
U6 | SEN | 6 | 1 | 4 | 0 | SCFH | S
U6 | SEN | 212 | 0.01 | 5 | 0 | SCFH | S
U6 | SEN | 6 | 1 | 4 | 0 | SCMH | S
U6 | SEN | 212 | 1 | 4 | 0 | SCFH | S
ETX6 | SEN | 6 | 1 | 5 | 0 | SCMH | U
U6 R5 | SEN | 6 | 1 | 5 | 0 | SCMH | S
U6 | SEN | 212 | 1 | 5 | 0 | SCMH | S
U6 | SEN | 6 | 1 | 5 | 0 | SCMH | T
E6 | SEN | 6 | 1 | 5 | 0 | SCMH | S
U6 | SEN | 565 | 1 | 5 | 0 | SCMH | S
U6 | SEN | 0 | 1 | 5 | 0 | SCMH | S
U6 | SEN | 6 | 1 | 5 | 0.01 | SCMH | S
U6 | SEN | 6 | 1 | 5 | 0 | SCMH | Z
U65 | SEN | 0 | 1 | 6 | 0 | SCMH | S
U6 | SEN | 6 | 1 | 5 | 0 | SCMH | R
G4 | SEN | 6 | 1 | 5 | 0 | SCMH | D
U6 | SEN | 6 | 1 | 5 | 0 | SCFH | S
G4 | SEN | 60 | 1 | 5 | 0 | SCMH | S
U6 | SEN | 6 | 1 | 5 | 1 | SCMH | S
U6 | SEN | 6 | 1 | 5 | 0 | SCFH | D
U6 | SEN | 5 | 1 | 5 | 0 | SCMH | S
U6 | SEN | 6 | 1 | 5 | 0 | SCMH | U
U16 | SEN | 6 | 1 | 6 | 0 | SCMH | D
U6 | SEN | 60 | 1 | 5 | 0 | SCMH | S
G4 | SEN | 6 | 1 | 5 | 0 | SCMH | S
U6 | SEN | 6 | 1 | 6 | 0 | SCMH | D
U6 | SEN | 6 | 1 | 6 | 0 | SCMH | S
U6 | SEN | 6 | 1 | 5 | 0 | SCMH | D
U6 | SEN | 6 | 1 | 5 | 0 | SCMH | S
U6 | NP | 6 | 1 | 5 | 0 | SCMH | S
G16 | NP | 25 | 1 | 6 | 0 | SCMH | S
G4 | NP | 0 | 1 | 5 | 0 | SCMH | S
U6 | NP | 212 | 1 | 4 | 0 | SCFH | S
G4/U6 | NP | 6 | 1 | 5 | 0 | SCFH | S
G4/U6 | NP | 6 | 1 | 4 | 0 | SCFH | S
G4 | NP | 6 | 1 | 5 | 0 | SCMH | S
G4/U6 | NP | 6 | 1 | 5 | 0 | SCMH | Z
G4 | NP | 6 | 1 | 5 | 1 | SCMH | D
G4 | NP | 6 | 1 | 5 | 0 | SCMH | D
G4 | NP | 6 | 1 | 5 | 0 | SCMH | Z
G65/U100 | NP | 100 | 1 | 6 | 0 | SCMH | S
G40/U65 | NP | 65 | 1 | 6 | 0 | SCMH | S
G25/U40 | NP | 40 | 1 | 6 | 0 | SCMH | S
G16/U25 | NP | 25 | 1 | 6 | 0 | SCMH | S
G4/U6 | NP | 6 | 1 | 5 | 0 | SCMH | S
MTP01000GE | RMG | 1000 | 1 | 7 | 0 | SCMH | T
TRZ03G1000 | RMG | 1600 | 1 | 8 | 0 | SCMH | T
TRZ03G2500 | RMG | 4000 | 1 | 8 | 0 | SCMH | T
MTP25000LL | RMG | 25000 | 10 | 8 | 0 | SCMH | T
MTP16000LK | RMG | 16000 | 10 | 8 | 0 | SCMH | T
MTP25000GL | RMG | 25000 | 10 | 8 | 0 | SCMH | T
MTP16000GK | RMG | 16000 | 10 | 8 | 0 | SCMH | T
MTP10000LK | RMG | 10000 | 1 | 8 | 0 | SCMH | T
MTP10000LJ | RMG | 10000 | 1 | 8 | 0 | SCMH | T
MTP06500LJ | RMG | 6500 | 1 | 8 | 0 | SCMH | T
MTP06500LH | RMG | 6500 | 1 | 8 | 0 | SCMH | T
MTP04000LH | RMG | 4000 | 1 | 8 | 0 | SCMH | T
MTP10000GK | RMG | 10000 | 1 | 8 | 0 | SCMH | T
MTP10000GJ | RMG | 10000 | 1 | 8 | 0 | SCMH | T
MTP06500GJ | RMG | 6500 | 1 | 8 | 0 | SCMH | T
MTP06500GH | RMG | 6500 | 1 | 8 | 0 | SCMH | T
MTP04000GH | RMG | 4000 | 1 | 8 | 0 | SCMH | T
MTP00650QE | RMG | 650 | 1 | 7 | 0 | SCMH | T
MTP00650QD | RMG | 650 | 1 | 7 | 0 | SCMH | T
MTP00400QD | RMG | 400 | 1 | 7 | 0 | SCMH | T
MTP00250QD | RMG | 250 | 1 | 7 | 0 | SCMH | T
MTP00400QC | RMG | 400 | 1 | 7 | 0 | SCMH | T
MTP00250QC | RMG | 250 | 1 | 7 | 0 | SCMH | T
MTP00160QC | RMG | 160 | 1 | 7 | 0 | SCMH | T
MTP00100QB | RMG | 100 | 1 | 6 | 0 | SCMH | T
MTP00065QB | RMG | 65 | 1 | 6 | 0 | SCMH | T
MTP00650GE | RMG | 650 | 1 | 7 | 0 | SCMH | T
MTP00650GD | RMG | 650 | 1 | 7 | 0 | SCMH | T
MTP00400GD | RMG | 400 | 1 | 7 | 0 | SCMH | T
MTP00250GD | RMG | 250 | 1 | 7 | 0 | SCMH | T
MTP00250GC | RMG | 250 | 1 | 7 | 0 | SCMH | T
MTP00160GC | RMG | 160 | 1 | 7 | 0 | SCMH | T
MTP00100GB | RMG | 100 | 1 | 6 | 0 | SCMH | T
MTP00065GB | RMG | 65 | 1 | 6 | 0 | SCMH | T
MTP00650LE | RMG | 650 | 1 | 7 | 0 | SCMH | T
MTP00650LD | RMG | 650 | 1 | 7 | 0 | SCMH | T
MTP00400LD | RMG | 400 | 1 | 7 | 0 | SCMH | T
MTP00250LD | RMG | 250 | 1 | 7 | 0 | SCMH | T
MTP00400LC | RMG | 400 | 1 | 7 | 0 | SCMH | T
MTP00250LC | RMG | 250 | 1 | 7 | 0 | SCMH | T
MTP00160LC | RMG | 160 | 1 | 7 | 0 | SCMH | T
MTP00100LB | RMG | 100 | 1 | 6 | 0 | SCMH | T
MTP00065LB | RMG | 65 | 1 | 6 | 0 | SCMH | T
MTP04000LG | RMG | 4000 | 1 | 8 | 0 | SCMH | T
MTP02500LG | RMG | 2500 | 1 | 8 | 0 | SCMH | T
MTP01600LG | RMG | 1600 | 1 | 8 | 0 | SCMH | T
MTP02500LF | RMG | 2500 | 1 | 8 | 0 | SCMH | T
MTP01600LF | RMG | 1600 | 1 | 8 | 0 | SCMH | T
MTP01600LE | RMG | 1600 | 1 | 8 | 0 | SCMH | T
MTP01000LE | RMG | 1000 | 1 | 8 | 0 | SCMH | T
MTP04000QH | RMG | 4000 | 1 | 8 | 0 | SCMH | T
MTP04000QG | RMG | 4000 | 1 | 8 | 0 | SCMH | T
MTP02500QG | RMG | 2500 | 1 | 8 | 0 | SCMH | T
MTP01600QG | RMG | 1600 | 1 | 8 | 0 | SCMH | T
MTP02500QF | RMG | 2500 | 1 | 8 | 0 | SCMH | T
MTP01600QF | RMG | 1600 | 1 | 8 | 0 | SCMH | T
MTP01600QE | RMG | 1600 | 1 | 8 | 0 | SCMH | T
MTP01000QE | RMG | 1000 | 1 | 8 | 0 | SCMH | T
MTP04000GG | RMG | 4000 | 1 | 8 | 0 | SCMH | T
MTP02500GG | RMG | 2500 | 1 | 8 | 0 | SCMH | T
MTP01600GG | RMG | 1600 | 1 | 8 | 0 | SCMH | T
MTP02500GF | RMG | 2500 | 1 | 8 | 0 | SCMH | T
MTP01600GF | RMG | 1600 | 1 | 8 | 0 | SCMH | T
MTP01600GE | RMG | 1600 | 1 | 8 | 0 | SCMH | T
MTP01000GE | RMG | 1000 | 1 | 8 | 0 | SCMH | T
TRZ03G4000 | RMG | 6500 | 1 | 8 | 0 | SCMH | T
U16 | ACT | 16 | 1 | 5 | 0 | SCMH | D
U6 | ACT | 16 | 1 | 5 | 0 | SCMH | S
MRA300R | ACT | 300 | 1 | 7 | 1 | SCMH | R
MTA650FE | ACT | 650 | 1 | 7 | 0 | SCMH | S
MTA650TE | ACT | 650 | 1 | 8 | 0 | SCMH | S
MRA25A | ACT | 6 | 1 | 6 | 0 | SCMH | S
U6 | ACT | 6 | 1 | 6 | 0 | SCMH | U
U6 R5 | ACT | 6 | 1 | 5 | 0 | SCFH | S
G4 | ACT | 6 | 1 | 5 | 1 | SCMH | R
MRA400D | ACT | 400 | 1 | 7 | 0 | SCMH | R
U16 | ACT | 212 | 1 | 6 | 0 | SCMH | S
G4 | ACT | 5 | 1 | 6 | 0 | SCMH | S
MDK16 | ACT | 6 | 1 | 6 | 0 | SCMH | S
MRA1000SE | ACT | 1000 | 1 | 8 | 0 | SCMH | S
MTA400C | ACT | 400 | 1 | 8 | 0 | SCMH | T
MRA400D | ACT | 400 | 1 | 7 | 0 | SCMH | S
G10 | ACT | 6 | 1 | 6 | 0 | SCMH | S
BK-G4 | ACT | 6 | 1 | 5 | 0 | SCMH | S
U25 | ACT | 16 | 1 | 6 | 0 | SCMH | S
G4 | ACT | 0 | 1 | 5 | 0 | SCFH | S
MDK16 | ACT | 16 | 1 | 6 | 0 | SCFH | S
MTA250TC | ACT | 250 | 1 | 8 | 0 | SCMH | T
U16 | ACT | 6 | 1 | 4 | 0 | SCFH | S
METLG210 | ACT | 212 | 1 | 5 | 0 | SCMH | S
MDA16 | ACT | 16 | 1 | 8 | 0 | SCMH | S
RG160 | ACT | 250 | 1 | 7 | 0 | SCMH | R
MDA16 | ACT | 16 | 1 | 6 | 0.01 | SCMH | S
E6 | ACT | 6 | 1 | 5 | 0 | SCMH | Z
BK G10 | ACT | 16 | 1 | 6 | 0 | SCMH | S
MTA650TD | ACT | 650 | 1 | 8 | 0 | SCMH | T
MDA25 | ACT | 25 | 1 | 6 | 0.01 | SCMH | S
MTA2500TF | ACT | 2500 | 1 | 9 | 0 | SCMH | S
700T/C | ACT | 700 | 1 | 5 | 0 | SCFH | L
U16 | ACT | 550 | 1 | 6 | 0 | SCFH | S
U6 | ACT | 212 | 1 | 6 | 0 | SCMH | S
G4SC | ACT | 6 | 1 | 5 | 0.1 | SCMH | S
MDA65 | ACT | 65 | 1 | 6 | 0.01 | SCMH | S
G4 | ACT | 6 | 1 | 5 | 0.1 | SCMH | S
MDK25 | ACT | 25 | 1 | 6 | 0 | SCMH | S
MTA4000T | ACT | 4000 | 1 | 8 | 0 | SCMH | T
MTA250Q | ACT | 250 | 1 | 6 | 0 | SCMH | T
MDA40 | ACT | 40 | 1 | 6 | 0.01 | SCMH | S
MDA100 | ACT | 100 | 1 | 6 | 0.01 | SCMH | S
MDK40 | ACT | 40 | 1 | 6 | 0 | SCMH | S
U40 | ACT | 40 | 1 | 6 | 0 | SCFH | S
MTA650TE | ACT | 650 | 1 | 8 | 0 | SCMH | T
MDU40W | ACT | 6 | 1 | 6 | 0 | SCMH | S
G4 | ACT | 6 | 1 | 5 | 1 | SCMH | T
MDA40 | ACT | 6 | 1 | 5 | 0 | SCMH | S
G4 | ACT | 6 | 1 | 5 | 1 | SCMH | U
U6 | ACT | 212 | 1 | 5 | 0 | SCMH | R
MDA25 | ACT | 16 | 1 | 6 | 0 | SCMH | D
MDA16 | ACT | 250 | 1 | 6 | 0 | SCMH | S
U6 | ACT | 6 | 1 | 5 | 0.1 | SCMH | S
MTA1000TE | ACT | 1000 | 1 | 8 | 0 | SCMH | T
MRA25A | ACT | 25 | 1 | 6 | 0 | SCMH | S
U65 R5 | ACT | 2296 | 1 | 6 | 0 | SCFH | S
MRA100PB | ACT | 100 | 1 | 6 | 10 | SCMH | R
MRA160C | ACT | 160 | 1 | 7 | 1 | SCMH | R
MRA250C | ACT | 250 | 1 | 7 | 1 | SCMH | R
U100 | ACT | 3511 | 1 | 6 | 0 | SCMH | S
MDA100 | ACT | 6 | 1 | 5 | 0 | SCMH | S
MDK100 | ACT | 160 | 1 | 6 | 0 | SCMH | S
MDA16 | ACT | 18 | 1 | 6 | 0 | SCMH | S
U6 | ACT | 6 | 1 | 6 | 0 | SCMH | Z
MDA16 | ACT | 16 | 1 | 6 | 0.1 | SCMH | S
MDK65 | ACT | 65 | 1 | 6 | 0 | SCMH | S
BK G40 | ACT | 65 | 1 | 6 | 0 | SCMH | S
MDA16W | ACT | 16 | 1 | 5 | 0 | SCMH | S
EG4V10 | ACT | 6 | 1 | 5 | 0 | SCMH | U
G4 | ACT | 0 | 1 | 4 | 0 | SCFH | Z
G10 | ACT | 25 | 1 | 6 | 0 | SCMH | S
MRD0310A1R | ACT | 310 | 1 | 6 | 0 | SCMH | R
MDA16 | ACT | 563.02 | 1 | 4 | 0 | SCFH | S
MRA1000S | ACT | 1000 | 1 | 8 | 0 | SCMH | R
G4SC | ACT | 1 | 1 | 5 | 0 | SCMH | S
METLG210 | ACT | 212 | 1 | 4 | 0 | SCFH | U
G4 | ACT | 60000 | 1 | 5 | 0 | SCMH | S
E6V210 | ACT | 6 | 1 | 5 | 0 | SCMH | S
MDA40 | ACT | 40 | 1 | 6 | 1 | SCMH | S
MRA1000E | ACT | 36000 | 1 | 8 | 0 | SCMH | R
E6VLG310P | ACT | 6 | 1 | 5 | 0 | SCMH | S
MDA25 | ACT | 25 | 1 | 6 | 0 | SCMH | L
G4/U6 | ACT | 6 | 1 | 5 | 0 | SCFH | S
U40 R5 | ACT | 40 | 1 | 6 | 0 | SCMH | S
MTA4000O | ACT | 4000 | 1 | 8 | 0 | SCMH | T
G4 | ACT | 2007 | 1 | 5 | 0 | SCMH | S
Libra200 | ACT | 6 | 1 | 5 | 0 | SCMH | S
MDA65 | ACT | 65 | 1 | 6 | 0.1 | SCMH | S
ETUG | ACT | 212 | 1 | 4 | 0 | SCFH | U
G4 | ACT | 0 | 1 | 4 | 0 | SCFH | S
ETX6 | ACT | 0 | 1 | 5 | 0 | SCMH | S
G4 | ACT | 6 | 100 | 4 | 0 | SCFH | U
MDA40 | ACT | 40 | 1 | 6 | 0.1 | SCMH | S
G4 | ACT | 40 | 1 | 5 | 0 | SCMH | S
MTA650TE | ACT | 650 | 1 | 8 | 0 | SCFH | S
G4 | ACT | 0 | 1 | 4 | 0 | SCMH | U
METGW | ACT | 0 | 1 | 5 | 0 | SCMH | S
U6 | ACT | 0 | 1 | 5 | 0 | SCMH | S
U6 | ACT | 12 | 1 | 4 | 0 | SCMH | S
MTA1600TE | ACT | 6 | 1 | 5 | 0 | SCMH | S
MRA450D | ACT | 6 | 1 | 5 | 0 | SCMH | S
1200T/C | ACT | 6 | 1 | 5 | 0 | SCMH | S
MTA650TE | ACT | 6 | 1 | 5 | 0 | SCMH | S
U65 | ACT | 6 | 1 | 5 | 0 | SCMH | S
MTA650TD | ACT | 6 | 1 | 5 | 0 | SCMH | S
ETX6 | ACT | 212 | 1 | 5 | 0 | SCMH | S
ETUG | ACT | 6 | 1 | 5 | 0 | SCMH | S
MTA2500O | ACT | 2500 | 1 | 8 | 0 | SCMH | T
MDK160 | ACT | 160 | 1 | 7 | 0 | SCMH | S
U40 R5 | ACT | 40 | 1 | 6 | 0 | SCFH | S
MTA2500TF | ACT | 2500 | 1 | 8 | 0 | SCMH | T
MRA1000SE | ACT | 100 | 1 | 7 | 0 | SCMH | R
U65 | ACT | 229 | 1 | 6 | 0 | SCMH | L
MTA6500TK | ACT | 6 | 1 | 5 | 0 | SCMH | S
EG4V10 | ACT | 6 | 1 | 5 | 0 | SCMH | S
MDA16W | ACT | 16 | 1 | 6 | 0 | SCFH | S
MTD02500VF | ACT | 2500 | 1 | 7 | 0 | SCMH | S
BK G10 | ACT | 10 | 1 | 6 | 0 | SCMH | S
U6 | ACT | 4 | 1 | 4 | 0 | SCFH | S
G4 | ACT | 1 | 1 | 5 | 0 | SCMH | D
MRA25A | ACT | 6 | 1 | 5 | 0 | SCMH | S
E6VLG310 | ACT | 6 | 1 | 5 | 0 | SCMH | S
MTA2500H | ACT | 25 | 1 | 8 | 0 | SCMH | S
MDA25 | ACT | 25 | 0.1 | 6 | 0 | SCFH | S
G4 | ACT | 2011 | 1 | 5 | 0 | SCMH | S
MTA6500TH | ACT | 6 | 1 | 5 | 0 | SCMH | S
MTA650E | ACT | 6 | 1 | 5 | 0 | SCMH | S
MRA1000SE | ACT | 2008 | 1 | 8 | 0 | SCMH | S
G4 | ACT | 211 | 1 | 4 | 0 | SCFH | S
MDK25 | ACT | 16 | 1 | 6 | 0 | SCMH | S
G25 | ACT | 25 | 1 | 6 | 0 | SCMH | S
MDK16 | ACT | 16 | 0.01 | 6 | 0 | SCMH | S
MRA160PQ | ACT | 160 | 1 | 6 | 0 | SCMH | D
G16 | ACT | 16 | 1 | 6 | 0 | SCMH | S
U100 | ACT | 65 | 1 | 6 | 0 | SCMH | S
U6 | ACT | 6 | 0.01 | 4 | 0 | SCFH | S
U6 R5 | ACT | 16 | 1 | 6 | 0 | SCMH | S
U6 R5 | ACT | 6 | 1 | 6 | 0 | SCMH | S
MDA16 | ACT | 2015 | 1 | 6 | 0 | SCMH | S
MDA25 | ACT | 880 | 1 | 6 | 0 | SCMH | S
TZ250G1600 | ACT | 2500 | 1 | 8 | 0 | SCMH | T
U65 | ACT | 212 | 1 | 6 | 0 | SCFH | S
U16 | ACT | 25 | 1 | 6 | 0 | SCMH | S
G4 | ACT | 16 | 1 | 6 | 0 | SCMH | R
U6 | ACT | 565 | 1 | 4 | 0 | SCFH | S
MDA16 | ACT | 525 | 1 | 6 | 0 | SCMH | S
U25 | ACT | 75 | 1 | 6 | 0 | SCMH | S
MDA65 | ACT | 65 | 0.1 | 6 | 0 | SCFH | S
MDA25W | ACT | 25 | 1 | 5 | 0 | SCMH | S
MDA40 | ACT | 40 | 0.01 | 6 | 0 | SCFH | S
MDA25 | ACT | 25 | 1 | 6 | 1 | SCMH | S
MDA160 | ACT | 0 | 1 | 8 | 0 | SCMH | S
MDA16 | ACT | 16 | 0.01 | 6 | 0 | SCFH | S
G1600 | ACT | 6 | 1 | 8 | 0 | SCMH | S
E6VG370 | ACT | 6 | 1 | 5 | 0 | SCMH | U
BK G16 | ACT | 25 | 1 | 6 | 0.1 | SCMH | S
MDA16 | ACT | 563.2 | 1 | 4 | 0 | SCFH | S
G16 | ACT | 6 | 1 | 6 | 0 | SCMH | S
MDK40 | ACT | 25 | 1 | 6 | 0 | SCMH | S
MDA100 | ACT | 100 | 1 | 6 | 0 | SCMH | T
MDA100 | ACT | 100 | 1 | 6 | 0.1 | SCMH | S
MTA2500H | ACT | 2500 | 1 | 8 | 0 | SCMH | S
G4 | ACT | 6 | 10 | 5 | 0 | SCFH | S
U6 | ACT | 1 | 1 | 5 | 0 | SCMH | S
MRA100B | ACT | 3500 | 1 | 7 | 0 | SCMH | R
U16 R5 | ACT | 6 | 1 | 5 | 0 | SCMH | S
MDA16 | ACT | 16 | 0.1 | 6 | 0 | SCFH | S
G4 | ACT | 16 | 1 | 5 | 0 | SCFH | S
U25 | ACT | 883 | 1 | 6 | 0 | SCMH | L
U65 | ACT | 2296 | 1 | 6 | 0 | SCMH | L
D7 | ACT | 7000 | 1 | 7 | 0 | SCMH | R
U65 | ACT | 2296 | 1 | 6 | 0 | SCFH | L
U40 | ACT | 1412 | 1 | 6 | 0 | SCMH | L
MDA25 | ACT | 6 | 1 | 6 | 0 | SCMH | D
G4 | ACT | 16 | 1 | 5 | 0 | SCMH | D
E6VLG310 | ACT | 6 | 1 | 5 | 0 | SCMH | U
MDK100 | ACT | 100 | 1 | 6 | 0 | SCMH | S
ETUG | ACT | 6 | 1 | 5 | 0 | SCMH | U
U25 | ACT | 0 | 1 | 6 | 0 | SCMH | U
MTA2500TG | ACT | 2500 | 1 | 9 | 0 | SCMH | T
G4 | ACT | 6 | 1 | 5 | 0.01 | SCMH | S
MDA16 | ACT | 16 | 10 | 6 | 0 | SCFH | S
MRA400PD | ACT | 400 | 1 | 7 | 1 | SCMH | R
MTA160TC | ACT | 160 | 1 | 8 | 0 | SCMH | T
U6 | ACT | 60000 | 1 | 5 | 0 | SCMH | Z
E6VLG310P | ACT | 6 | 1 | 5 | 0 | SCMH | U
U6 | ACT | 16 | 1 | 6 | 0 | SCMH | S
MTA400TC | ACT | 400 | 1 | 8 | 0 | SCMH | T
G4SC | ACT | 16 | 1 | 6 | 0 | SCMH | S
U6 | ACT | 6 | 1 | 5 | 0 | SCFH | Z
MDA16 | ACT | 166 | 1 | 6 | 0 | SCMH | S
MDA25 | ACT | 100 | 1 | 6 | 0.1 | SCMH | S
MRA160C | ACT | 160 | 1 | 7 | 0 | SCMH | T
G4 | ACT | 212 | 1 | 6 | 0 | SCMH | S
BK G65 | ACT | 16 | 1 | 6 | 0 | SCMH | S
G4 | ACT | 6 | 1 | 5 | 0 | SCFH | U
MDA25 | ACT | 25 | 1 | 6 | 0.1 | SCMH | S
G4SC | ACT | 9 | 1 | 5 | 0 | SCMH | S
Libra200 | ACT | 6 | 1 | 5 | 0 | SCMH | U
MTA1600F | ACT | 1600 | 1 | 8 | 0 | SCMH | R
MDA40 | ACT | 4000 | 1 | 6 | 0 | SCMH | S
MTA6500TJ | ACT | 6500 | 1 | 9 | 0 | SCMH | T
MTA1600E | ACT | 160 | 1 | 7 | 0 | SCMH | S
G16 | ACT | 25 | 1 | 6 | 0 | SCMH | S
G4 | ACT | 6 | 1 | 4 | 0 | SCFH | D
U6 | ACT | 6 | 1 | 5 | 0 | SCFH | S
U16 | ACT | 6 | 1 | 6 | 0 | SCMH | S
MRA1000E | ACT | 1000 | 1 | 8 | 0 | SCMH | T
G4 | ACT | 9 | 1 | 5 | 0 | SCMH | S
MRA65B | ACT | 65 | 1 | 6 | 0 | SCMH | S
G4SC | ACT | 6 | 1 | 4 | 0 | SCFH | S
MDA65 | ACT | 1800 | 1 | 6 | 0 | SCMH | S
MRD0650B4E | ACT | 650 | 1 | 7 | 0 | SCMH | S
G40 | ACT | 6 | 1 | 5 | 0 | SCMH | S
G100 | ACT | 200 | 1 | 7 | 0 | SCMH | R
MTA400TD | ACT | 400 | 1 | 8 | 0 | SCMH | T
U25 | ACT | 883 | 1 | 6 | 0 | SCFH | D
G4 | ACT | 212 | 1 | 5 | 0 | SCMH | T
U25 R5 | ACT | 212 | 1 | 4 | 0 | SCFH | S
SC6 | ACT | 6 | 1 | 5 | 0 | SCMH | S
U6 R5 | ACT | 212 | 1 | 4 | 0 | SCFH | S
G4 | ACT | 2008 | 1 | 5 | 0 | SCMH | S
MRA250C | ACT | 25 | 1 | 7 | 0 | SCMH | S
MDA16 | ACT | 16 | 1 | 6 | 1 | SCMH | S
BK G25 | ACT | 40 | 1 | 6 | 0 | SCMH | S
METUG | ACT | 16 | 1 | 6 | 0 | SCMH | S
G4 | ACT | 5 | 1 | 5 | 0 | SCMH | U
G4 | ACT | 65 | 1 | 5 | 0 | SCMH | S
MDA16 | ACT | 565 | 1 | 6 | 0 | SCMH | L
U6 | ACT | 0 | 1 | 4 | 0 | SCFH | Z
MRA250C | ACT | 250 | 1 | 7 | 0 | SCMH | S
G160 | ACT | 160 | 1 | 7 | 0 | SCMH | S
MDA16 | ACT | 565 | 1 | 6 | 0 | SCMH | Z
G25 | ACT | 40 | 1 | 6 | 0 | SCMH | S
MRA1000E | ACT | 1000 | 1 | 8 | 0 | SCMH | R
MDA160 | ACT | 160 | 1 | 7 | 1 | SCMH | S
G4 | ACT | 75 | 1 | 5 | 0 | SCMH | Z
MDA25 | ACT | 5 | 1 | 6 | 0 | SCMH | S
G4/U6 | ACT | 6 | 1 | 5 | 0 | SCMH | U
MTA4000TH | ACT | 4000 | 1 | 8 | 0 | SCMH | T
MTA6500U | ACT | 1075 | 1 | 6 | 0 | SCMH | R
MDA25 | ACT | 1 | 1 | 6 | 0 | SCMH | S
U65 | ACT | 2296 | 1 | 6 | 0 | SCFH | S
MDA16 | ACT | 160 | 1 | 7 | 0 | SCMH | S
MTA2500TF | ACT | 2500 | 1 | 9 | 0 | SCMH | T
METLG210 | ACT | 6 | 1 | 5 | 0 | SCMH | S
MTA400R | ACT | 400 | 1 | 7 | 0 | SCMH | T
MDA16 | ACT | 16 | 1 | 7 | 0 | SCMH | S
MDA16 | ACT | 2262 | 1 | 6 | 0 | SCMH | S
MDA160 | ACT | 160 | 1 | 7 | 0 | SCMH | L
MTA2500G | ACT | 2500 | 1 | 9 | 0 | SCMH | T
MDK16 | ACT | 16 | 1 | 6 | 0 | SCMH | S
G4SC | ACT | 6 | 1 | 5 | 0 | SCMH | D
MRA250C | ACT | 250 | 1 | 8 | 0 | SCMH | L
MTA2500TH | ACT | 2500 | 1 | 9 | 0 | SCMH | T
MTA4000TJ | ACT | 4000 | 1 | 9 | 0 | SCMH | T
U6 | ACT | 6 | 1 | 6 | 0 | SCMH | S
ETGW | ACT | 6 | 1 | 5 | 0 | SCMH | S
MRA200Q | ACT | 200 | 1 | 7 | 0 | SCMH | R
MTA1600N | ACT | 1600 | 1 | 8 | 0 | SCMH | T
MDA65 | ACT | 65 | 1 | 6 | 0 | SCMH | T
MTA1600E | ACT | 16 | 1 | 7 | 0 | SCMH | S
MDA25 | ACT | 883 | 1 | 6 | 0 | SCFH | S
G25 | ACT | 16 | 1 | 6 | 0 | SCMH | S
E6 | ACT | 0 | 1 | 5 | 0 | SCMH | Z
MDA100 | ACT | 160 | 1 | 6 | 0 | SCMH | S
MDA16 | ACT | 16 | 1 | 6 | 0 | SCMH | U
MDA100 | ACT | 100 | 1 | 6 | 0 | SCFH | S
MDA16 | ACT | 565 | 1 | 6 | 0 | SCMH | T
MDA160 | ACT | 16 | 1 | 7 | 0 | SCMH | S
G4 | ACT | 40 | 1 | 6 | 0 | SCMH | D
G4 | ACT | 0 | 1 | 5 | 0 | SCFH | Z
MDA160 | ACT | 300 | 1 | 8 | 0 | SCMH | R
MRA250C | ACT | 25 | 1 | 7 | 0 | SCMH | R
G10 | ACT | 6 | 1 | 5 | 0 | SCMH | S
G4SC | ACT | 60 | 1 | 5 | 0 | SCMH | S
MDA100 | ACT | 16 | 1 | 6 | 0 | SCMH | S
MRD0310B4D | ACT | 310 | 1 | 7 | 0 | SCMH | R
MDA25 | ACT | 25 | 1 | 6 | 0 | SCMH | T
MDU16W | ACT | 16 | 1 | 6 | 0 | SCMH | S
MTA6500TH | ACT | 6500 | 1 | 9 | 0 | SCMH | T
U6 | ACT | 6 | 1 | 5 | 0 | SCFH | D
MDA160 | ACT | 16 | 1 | 6 | 0 | SCMH | S
MRA100PP | ACT | 100 | 1 | 6 | 0 | SCMH | S
G10 | ACT | 16 | 1 | 6 | 0 | SCMH | S
MRA250C | ACT | 250 | 1 | 7 | 0 | SCMH | R
G4 | ACT | 6 | 1 | 5 | 0 | SCMH | L
MTA1600TF | ACT | 1600 | 1 | 9 | 0 | SCMH | T
G4/U6 | ACT | 6 | 1 | 5 | 0 | SCMH | S
G4 | ACT | 6 | 0.01 | 5 | 0 | SCFH | S
MTA1000FE | ACT | 1000 | 1 | 8 | 0 | SCMH | T
U40 | ACT | 40 | 1 | 7 | 0 | SCMH | S
G4 | ACT | 212 | 1 | 5 | 0 | SCFH | Z
MRA65B | ACT | 65 | 1 | 7 | 0 | SCMH | S
MRA250C | ACT | 250 | 1 | 8 | 0 | SCMH | S
MRA250C | ACT | 25 | 1 | 8 | 0 | SCMH | S
METLG210 | ACT | 6 | 1 | 5 | 0 | SCMH | U
MTA4000TH | ACT | 4000 | 1 | 9 | 0 | SCMH | T
G250TZ100 | ACT | 6 | 1 | 5 | 0 | SCMH | S
AL250 | ACT | 6 | 1 | 5 | 0 | SCMH | S
MRA1000SE | ACT | 100 | 1 | 8 | 0 | SCMH | R
MTA1600TE | ACT | 1600 | 1 | 8 | 0 | SCMH | T
U40 | ACT | 0 | 1 | 6 | 0 | SCFH | Z
MDA16 | ACT | 16 | 1 | 6 | 0 | SCMH | T
MDA16 | ACT | 16 | 1 | 5 | 0 | SCMH | Z
MDA16 | ACT | 6 | 1 | 6 | 0 | SCMH | D
MRD0310A1R | ACT | 650 | 1 | 8 | 0 | SCMH | D
MDA16 | ACT | 16 | 1 | 5 | 0 | SCMH | D
U6/G4 | ACT | 6 | 1 | 5 | 0 | SCMH | S
U25 | ACT | 883 | 1 | 6 | 0 | SCFH | S
U25 | ACT | 0 | 1 | 6 | 0 | SCMH | Z
U40 | ACT | 0 | 1 | 6 | 0 | SCMH | S
MDA16 | ACT | 16000 | 1 | 6 | 0 | SCMH | S
U16 | ACT | 565 | 1 | 6 | 0 | SCMH | S
G4 | ACT | 40 | 1 | 6 | 0 | SCMH | S
MRA1000SE | ACT | 1000 | 1 | 8 | 0 | SCMH | R
MDA25 | ACT | 25 | 1 | 6 | 0 | SCMH | U
MRA650E | ACT | 650 | 1 | 8 | 0 | SCMH | R
G4 | ACT | 6 | 6 | 5 | 0 | SCMH | S
BK G16 | ACT | 25 | 1 | 6 | 0 | SCMH | S
MDA160 | ACT | 160 | 1 | 7 | 0 | SCMH | R
U6 R5 | ACT | 6 | 1 | 5 | 0 | SCMH | S
G4 | ACT | 6 | 1 | 6 | 0 | SCFH | S
MTA4000TG | ACT | 4000 | 1 | 9 | 0 | SCMH | T
G4SC | ACT | 6 | 1 | 4 | 0 | SCMH | S
MDA160 | ACT | 6 | 1 | 6 | 0 | SCMH | S
MRA400D | ACT | 400 | 1 | 8 | 0 | SCMH | S
U65 | ACT | 2296 | 1 | 6 | 0 | SCMH | S
ETX6 | ACT | 6 | 1 | 5 | 0 | SCMH | S
G4 | ACT | 212 | 1 | 5 | 0 | SCMH | U
MRA250Q | ACT | 250 | 1 | 7 | 0 | SCMH | R
G4 | ACT | 2262 | 1 | 5 | 0 | SCMH | S
G4 | ACT | 85 | 1 | 5 | 0 | SCMH | R
MRA1000E | ACT | 16000 | 1 | 7 | 0 | SCMH | R
METAC | ACT | 6 | 1 | 5 | 0 | SCMH | S
MDA100 | ACT | 100 | 1 | 6 | 0 | SCMH | Z
G4 | ACT | 6 | 1 | 7 | 0 | SCMH | S
MDA65 | ACT | 212 | 1 | 6 | 0 | SCMH | S
MDA100 | ACT | 100 | 1 | 7 | 0 | SCMH | S
MDA40 | ACT | 1412 | 1 | 6 | 0 | SCMH | S
U16 R5 | ACT | 16 | 1 | 6 | 0 | SCMH | S
MDA16W | ACT | 0 | 1 | 6 | 0 | SCMH | Z
MDA160 | ACT | 160 | 1 | 8 | 0 | SCMH | D
MDA25 | ACT | 100 | 1 | 6 | 0 | SCMH | S
U65 | ACT | 0 | 1 | 6 | 0 | SCMH | D
G4SC | ACT | 6 | 1 | 5 | 0 | SCMH | R
MRA250C | ACT | 0 | 1 | 8 | 0 | SCMH | R
MDA40 | ACT | 40 | 1 | 7 | 0 | SCMH | S
MRA650SE | ACT | 650 | 1 | 8 | 0 | SCMH | R
U6 | ACT | 6 | 1 | 5 | 0 | SCMH | D
SC6 | ACT | 6 | 1 | 5 | 0 | SCMH | U
MDA65 | ACT | 65 | 1 | 6 | 0 | SCMH | U
G4 | ACT | 550 | 1 | 5 | 0 | SCMH | S
MDA16 | ACT | 100 | 1 | 6 | 0 | SCMH | D
MDA25 | ACT | 25 | 1 | 6 | 0 | SCMH | Z
MRA450D | ACT | 450 | 1 | 8 | 0 | SCMH | R
MRA300D | ACT | 65 | 1 | 8 | 0 | SCMH | S
MDA16 | ACT | 100 | 1 | 6 | 0 | SCMH | S
MDA65 | ACT | 40 | 1 | 6 | 0 | SCMH | S
MDA25 | ACT | 0 | 1 | 6 | 0 | SCMH | Z
G4SC | ACT | 6 | 1 | 5 | 0 | SCFH | S
U40 | ACT | 40 | 1 | 6 | 0 | SCMH | D
G4 | ACT | 6 | 0.01 | 5 | 0 | SCMH | S
MRA2500PG | ACT | 2500 | 1 | 8 | 0 | SCMH | Z
G4 | ACT | 6000 | 1 | 5 | 0 | SCMH | S
MDA16 | ACT | 16 | 0.01 | 6 | 0 | SCMH | S
G4SC | ACT | 6 | 1 | 6 | 0 | SCMH | S
MRD0310B4D | ACT | 310 | 1 | 7 | 0 | SCMH | Z
U25 | ACT | 883 | 1 | 6 | 0 | SCMH | S
METUG | ACT | 1.0226 | 1 | 5 | 0 | SCMH | S
U25 R5 | ACT | 883 | 1 | 6 | 0 | SCFH | S
ETX6 | ACT | 6 | 1 | 5 | 0 | SCMH | U
G4 | ACT | 1.0226 | 1 | 5 | 0 | SCMH | S
G4SC | ACT | 0 | 1 | 5 | 0 | SCMH | D
MDA16W | ACT | 6 | 1 | 6 | 0 | SCMH | S
G4SC | ACT | 212 | 1 | 5 | 0 | SCMH | L
MDA25 | ACT | 25 | 1 | 7 | 0 | SCMH | S
G4 | ACT | 0 | 1 | 5 | 0 | SCMH | U
G4 | ACT | 1 | 1 | 5 | 0 | SCMH | Z
MDA40 | ACT | 40 | 1 | 6 | 0 | SCMH | R
MDA100W | ACT | 6 | 1 | 6 | 0 | SCMH | S
G4 | ACT | 25 | 1 | 5 | 0 | SCMH | S
MDA65 | ACT | 25 | 1 | 6 | 0 | SCMH | S
G4 | ACT | 212 | 1 | 5 | 0 | SCFH | S
G4 | ACT | 2296 | 1 | 5 | 0 | SCMH | S
MDA25 | ACT | 883 | 1 | 6 | 0 | SCMH | L
G4 | ACT | 0 | 100 | 5 | 0 | SCMH | Z
MDA100 | ACT | 6 | 1 | 6 | 0 | SCMH | S
U25 | ACT | 25 | 1 | 6 | 0 | SCMH | S
MTA1000E | ACT | 1000 | 1 | 7 | 0 | SCMH | S
U40 | ACT | 1412 | 1 | 6 | 0 | SCFH | S
U6 | ACT | 212 | 1 | 5 | 0 | SCFH | S
MDA25 | ACT | 565 | 1 | 6 | 0 | SCMH | S
U65 | ACT | 65 | 1 | 6 | 0 | SCMH | S
MDA65 | ACT | 0 | 1 | 6 | 0 | SCMH | L
MRA300D | ACT | 300 | 1 | 8 | 0 | SCMH | S
MRA200C | ACT | 200 | 1 | 7 | 0 | SCMH | S
U100 | ACT | 16 | 1 | 6 | 0 | SCMH | D
MDA25 | ACT | 250 | 1 | 6 | 0 | SCMH | S
MDA16 | ACT | 6 | 1 | 6 | 0 | SCFH | S
MDA160 | ACT | 160 | 1 | 6 | 0 | SCMH | S
G4 | ACT | 700 | 1 | 5 | 0 | SCMH | S
MDA65 | ACT | 800 | 1 | 6 | 0 | SCMH | S
G4 | ACT | 16 | 1 | 5 | 0 | SCMH | S
MDA25 | ACT | 25 | 1 | 5 | 0 | SCMH | S
MDA16 | ACT | 2296 | 1 | 6 | 0 | SCMH | S
U6 | ACT | 6 | 1 | 5 | 0 | SCMH | U
MDA100 | ACT | 100 | 1 | 6 | 0 | SCMH | R
U6 | ACT | 2005 | 1 | 5 | 0 | SCMH | S
MDA40 | ACT | 1412 | 1 | 6 | 0 | SCMH | Z
U40 | ACT | 1412 | 1 | 6 | 0 | SCMH | S
U25 | ACT | 6 | 1 | 6 | 0 | SCFH | S
MRA650E | ACT | 0 | 1 | 7 | 0 | SCMH | R
G4 | ACT | 0 | 0.1 | 5 | 0 | SCMH | S
G4 | ACT | 212 | 1 | 5 | 0 | SCMH | L
U6 | ACT | 6 | 1 | 6 | 0 | SCMH | D
MDA65 | ACT | 65 | 1 | 6 | 0 | SCMH | D
U16 | ACT | 565 | 1 | 4 | 0 | SCFH | S
SC6 | ACT | 212 | 1 | 5 | 0 | SCMH | S
MDA16 | ACT | 65 | 1 | 6 | 0 | SCMH | S
G4 | ACT | 350 | 1 | 5 | 0 | SCMH | S
G4 | ACT | 11000 | 1 | 5 | 0 | SCMH | S
MDA16 | ACT | 1 | 1 | 6 | 0 | SCMH | S
MDA65 | ACT | 65 | 1 | 6 | 0 | SCMH | R
G4 | ACT | 6 | 1 | 5 | 0 | SCMH | R
MDA16 | ACT | 16 | 1 | 6 | 0 | SCMH | R
G4 | ACT | 16 | 1 | 6 | 0 | SCMH | S
MRA40A | ACT | 40 | 1 | 6 | 0 | SCMH | S
MDA65 | ACT | 2296 | 1 | 6 | 0 | SCMH | S
METUG | ACT | 6 | 1 | 5 | 0 | SCMH | S
G4 | ACT | 4 | 1 | 5 | 0 | SCMH | S
MDA40 | ACT | 0 | 1 | 6 | 0 | SCMH | S
MDA25 | ACT | 883 | 1 | 6 | 0 | SCMH | S
U160 | ACT | 160 | 1 | 7 | 0 | SCMH | D
MRA250C | ACT | 25 | 1 | 8 | 0 | SCMH | R
MRA100B | ACT | 100 | 1 | 7 | 0 | SCMH | S
G4SC | ACT | 5 | 1 | 5 | 0 | SCMH | S
MRA160C | ACT | 160 | 1 | 7 | 0 | SCMH | S
MDA16 | ACT | 160 | 1 | 6 | 0 | SCMH | S
G4 | ACT | 5 | 1 | 5 | 0 | SCMH | S
MDA100 | ACT | 100 | 1 | 6 | 0 | SCMH | D
MDA65 | ACT | 6 | 1 | 6 | 0 | SCMH | S
U6 | ACT | 0 | 1 | 5 | 1 | SCMH | Z
MDA16 | ACT | 565 | 1 | 6 | 0 | SCMH | S
U160 | ACT | 160 | 1 | 7 | 0 | SCMH | S
MDA160 | ACT | 160 | 1 | 7 | 0 | SCMH | D
MDA25 | ACT | 1800 | 1 | 6 | 0 | SCMH | Z
MDA65 | ACT | 16 | 1 | 6 | 0 | SCMH | S
MDA16 | ACT | 16 | 1 | 4 | 0 | SCFH | S
MDA40 | ACT | 40 | 1 | 6 | 0 | SCMH | Z
MDA16 | ACT | 6 | 1 | 5 | 0 | SCMH | S
G4SC | ACT | 6 | 1 | 5 | 0 | SCMH | U
MDA16 | ACT | 40 | 1 | 6 | 0 | SCMH | S
G4SC | ACT | 6 | 1 | 5 | 1 | SCMH | S
MDA25 | ACT | 16 | 1 | 6 | 0 | SCMH | S
MDU40W | ACT | 40 | 1 | 6 | 0 | SCMH | S
MDA40 | ACT | 16 | 1 | 6 | 0 | SCMH | S
MDU25W | ACT | 25 | 1 | 6 | 0 | SCMH | S
MDA40 | ACT | 25 | 1 | 6 | 0 | SCMH | S
MDA40 | ACT | 40 | 1 | 6 | 0 | SCMH | D
MRA650E | ACT | 650 | 1 | 7 | 0 | SCMH | S
G4 | ACT | 6 | 1 | 6 | 0 | SCMH | S
MDA100 | ACT | 3530 | 1 | 6 | 0 | SCMH | S
U25 | ACT | 25 | 1 | 6 | 0 | SCMH | D
U65 R5 | ACT | 100 | 1 | 6 | 0 | SCMH | S
MDA25 | ACT | 25 | 1 | 6 | 0 | SCMH | R
G4SC | ACT | 0 | 1 | 5 | 0 | SCMH | S
G4SC | ACT | 16 | 1 | 5 | 0 | SCMH | S
MDA40 | ACT | 6 | 1 | 6 | 0 | SCMH | S
G4 | ACT | 6 | 1 | 4 | 0 | SCFH | Z
G4 | ACT | 212 | 1 | 5 | 0 | SCMH | D
MDA16 | ACT | 16 | 1 | 5 | 0 | SCMH | S
MDA40 | ACT | 40 | 1 | 6 | 0 | SCFH | S
U6 | ACT | 6 | 1 | 4 | 0 | SCFH | S
MDA65 | ACT | 1 | 1 | 6 | 0 | SCMH | S
G4SC | ACT | 212 | 1 | 5 | 0 | SCMH | D
G4 | ACT | 1 | 1 | 5 | 0 | SCMH | S
G4SC | ACT | 0 | 1 | 5 | 0 | SCMH | Z
METGW | ACT | 6 | 1 | 5 | 0 | SCMH | S
U6 | ACT | 212 | 1 | 5 | 0 | SCMH | S
E6 | ACT | 6 | 1 | 5 | 0 | SCMH | S
MDA25 | ACT | 0 | 1 | 6 | 0 | SCMH | S
MDA25 | ACT | 65 | 1 | 6 | 0 | SCMH | S
MDA16 | ACT | 16 | 1 | 6 | 0 | SCMH | D
MDA65 | ACT | 0 | 1 | 6 | 0 | SCMH | S
G4 | ACT | 6 | 1 | 5 | 0 | SCMH | T
G4 | ACT | 6 | 1 | 5 | 0 | SCFH | S
U100 | ACT | 100 | 1 | 6 | 0 | SCMH | D
U16 | ACT | 16 | 1 | 6 | 0 | SCMH | D
U6 | ACT | 0 | 1 | 5 | 0 | SCMH | Z
G4 | ACT | 100 | 1 | 5 | 0 | SCMH | S
MDA25 | ACT | 25 | 1 | 6 | 0 | SCFH | S
MDA16 | ACT | 25 | 1 | 6 | 0 | SCMH | S
G4 | ACT | 565 | 1 | 5 | 0 | SCMH | S
G4 | ACT | 212 | 1 | 4 | 0 | SCFH | S
E6 | ACT | 6 | 1 | 5 | 0 | SCMH | U
MDA16 | ACT | 6 | 1 | 6 | 0 | SCMH | S
MDA65 | ACT | 65 | 1 | 6 | 0 | SCFH | S
G4 | ACT | 0 | 1 | 5 | 0 | SCMH | Z
G4SC | ACT | 212 | 1 | 5 | 0 | SCMH | Z
G4 | ACT | 200 | 1 | 5 | 0 | SCMH | S
G4 | ACT | 6 | 1 | 4 | 0 | SCMH | S
MDA65 | ACT | 0 | 1 | 6 | 0 | SCMH | Z
G4 | ACT | 6 | 1 | 5 | 0 | SCMH | U
MDA16 | ACT | 16 | 1 | 6 | 0 | SCFH | S
MDA16 | ACT | 0 | 1 | 6 | 0 | SCMH | S
G4 | ACT | 6 | 1 | 5 | 0 | SCMH | D
G4 | ACT | 6 | 1 | 5 | 1 | SCMH | S
MDA25 | ACT | 6 | 1 | 6 | 0 | SCMH | S
G4 | ACT | 6 | 1 | 4 | 0 | SCFH | S
G4SC | ACT | 212 | 1 | 5 | 0 | SCMH | S
U6 | ACT | 212 | 1 | 4 | 0 | SCFH | S
G4 | ACT | 0 | 1 | 5 | 0 | SCMH | S
G4 | ACT | 212 | 1 | 5 | 0 | SCMH | Z
G4 | ACT | 250 | 1 | 5 | 0 | SCMH | S
MDA16 | ACT | 212 | 1 | 6 | 0 | SCMH | S
U6 | ACT | 6 | 1 | 5 | 0 | SCMH | Z
G4 | ACT | 212 | 1 | 5 | 0 | SCMH | S
MDA16 | ACT | 16 | 1 | 6 | 0 | SCMH | Z
U16 | ACT | 16 | 1 | 6 | 0 | SCMH | S
MDA25 | ACT | 25 | 1 | 6 | 0 | SCMH | D
U6 | ACT | 6 | 1 | 5 | 0 | SCMH | S
g4 | ACT | 6 | 1 | 5 | 0 | SCMH | Z
G4SC | ACT | 6 | 1 | 5 | 0 | SCMH | Z
G4 | ACT | 6 | 1 | 5 | 0 | SCMH | Z
U100 | ACT | 100 | 1 | 6 | 0 | SCMH | S
MTA1000S | ACT | 1000 | 1 | 7 | 0 | SCMH | T
MRA300R | ACT | 300 | 1 | 7 | 0 | SCMH | R
MTA250Q | ACT | 250 | 1 | 7 | 0 | SCMH | T
U40 | ACT | 40 | 1 | 6 | 0 | SCMH | S
U6 | ACT | 6 | 1 | 5 | 1 | SCMH | S
MDA25W | ACT | 25 | 1 | 6 | 0 | SCMH | S
MDA16W | ACT | 16 | 1 | 6 | 0 | SCMH | S
MDA25 | ACT | 25 | 1 | 6 | 0 | SCMH | S
MDA16 | ACT | 16 | 1 | 6 | 0 | SCMH | S
G4SC | ACT | 6 | 1 | 5 | 0 | SCMH | S
G4 | ACT | 6 | 1 | 5 | 0 | SCMH | S
MTA1600E | ACT | 1600 | 1 | 7 | 0 | SCMH | T
MTA1000F | ACT | 1000 | 1 | 8 | 0 | SCMH | T
MRA400PD | ACT | 400 | 1 | 7 | 0 | SCMH | R
MRA400PR | ACT | 400 | 1 | 7 | 0 | SCMH | R
MTA2500FG | ACT | 2500 | 1 | 8 | 0 | SCMH | T
MTA6500FJ | ACT | 6500 | 1 | 8 | 0 | SCMH | T
MTA4000FH | ACT | 4000 | 1 | 8 | 0 | SCMH | T
MTA4000FG | ACT | 4000 | 1 | 8 | 0 | SCMH | T
MTA1600FF | ACT | 1600 | 1 | 8 | 0 | SCMH | T
MTA1000FE | ACT | 1000 | 1 | 7 | 0 | SCMH | T
MTA650FE | ACT | 650 | 1 | 7 | 0 | SCMH | T
MTA400FD | ACT | 400 | 1 | 7 | 0 | SCMH | T
MTA250FC | ACT | 250 | 1 | 7 | 0 | SCMH | T
MTA10000J | ACT | 10000 | 1 | 8 | 0 | SCMH | T
MTA6500J | ACT | 6500 | 1 | 8 | 0 | SCMH | T
MTA6500H | ACT | 6500 | 1 | 8 | 0 | SCMH | T
MTA4000J | ACT | 4000 | 1 | 8 | 0 | SCMH | T
MTA4000H | ACT | 4000 | 1 | 8 | 0 | SCMH | T
MTA4000G | ACT | 4000 | 1 | 8 | 0 | SCMH | T
MTA2500H | ACT | 2500 | 1 | 8 | 0 | SCMH | T
MTA2500G | ACT | 2500 | 1 | 8 | 0 | SCMH | T
MTA2500F | ACT | 2500 | 1 | 8 | 0 | SCMH | T
MTA1600G | ACT | 1600 | 1 | 8 | 0 | SCMH | T
MTA1600F | ACT | 1600 | 1 | 8 | 0 | SCMH | T
MTA1000E | ACT | 1000 | 1 | 7 | 0 | SCMH | T
MTA650E | ACT | 650 | 1 | 7 | 0 | SCMH | T
MTA650D | ACT | 650 | 1 | 7 | 0 | SCMH | T
MTA400D | ACT | 400 | 1 | 7 | 0 | SCMH | T
MTA400C | ACT | 400 | 1 | 7 | 0 | SCMH | T
MTA250D | ACT | 250 | 1 | 7 | 0 | SCMH | T
MTA250C | ACT | 250 | 1 | 7 | 0 | SCMH | T
MTA160C | ACT | 160 | 1 | 7 | 0 | SCMH | T
MRA2500PO | ACT | 2500 | 1 | 8 | 0 | SCMH | R
MRA2500PG | ACT | 2500 | 1 | 8 | 0 | SCMH | R
MRA1600PN | ACT | 1600 | 1 | 8 | 0 | SCMH | R
MRA1600PF | ACT | 1600 | 1 | 8 | 0 | SCMH | R
MRA160PQ | ACT | 160 | 1 | 6 | 0 | SCMH | R
MRA160PC | ACT | 160 | 1 | 6 | 0 | SCMH | R
MRA100PP | ACT | 100 | 1 | 6 | 0 | SCMH | R
MRA100PB | ACT | 100 | 1 | 6 | 0 | SCMH | R
MRA1000E | ACT | 1000 | 1 | 7 | 0 | SCMH | R
MRA650E | ACT | 650 | 1 | 7 | 0 | SCMH | R
MRA400D | ACT | 400 | 1 | 8 | 0 | SCMH | R
MRA300D | ACT | 300 | 1 | 8 | 0 | SCMH | R
MRA250C | ACT | 250 | 1 | 8 | 0 | SCMH | R
MRA200C | ACT | 200 | 1 | 7 | 0 | SCMH | R
MRA160C | ACT | 160 | 1 | 7 | 0 | SCMH | R
MRA100B | ACT | 100 | 1 | 7 | 0 | SCMH | R
MRA65B | ACT | 65 | 1 | 7 | 0 | SCMH | R
MRA40A | ACT | 40 | 1 | 6 | 0 | SCMH | R
MRA25A | ACT | 25 | 1 | 6 | 0 | SCMH | R
MDA160W | ACT | 160 | 1 | 7 | 0 | SCMH | S
MDA100W | ACT | 100 | 1 | 6 | 0 | SCMH | S
MDA65W | ACT | 65 | 1 | 6 | 0 | SCMH | S
MDA40W | ACT | 40 | 1 | 6 | 0 | SCMH | S
MDA160 | ACT | 160 | 1 | 7 | 0 | SCMH | S
MDA100 | ACT | 100 | 1 | 6 | 0 | SCMH | S
MDA65 | ACT | 65 | 1 | 6 | 0 | SCMH | S
MDA40 | ACT | 40 | 1 | 6 | 0 | SCMH | S
E6 | LPG | 6 | 1 | 5 | 1 | SCMH | U
E6VG370 | LPG | 6 | 1 | 5 | 0 | SCMH | Z
U6 R5 | LPG | 6 | 1 | 5 | 0 | SCMH | U
METLG210 | LPG | 6 | 1 | 5 | 1 | SCMH | S
METKR | LPG | 6 | 1 | 5 | 0 | SCMH | U
E6VLG310 | LPG | 6 | 1 | 5 | 1 | SCMH | S
Libra200 | LPG | 6 | 1 | 5 | 1 | SCMH | S
METLG210 | LPG | 3 | 1 | 5 | 0 | SCMH | U
METLG210 | LPG | 6 | 1 | 6 | 0 | SCMH | S
METLG210 | LPG | 212 | 1 | 4 | 0 | SCFH | S
E6 | LPG | 6 | 1 | 4 | 0 | SCMH | U
U6 | LPG | 212 | 1 | 4 | 0 | SCMH | S
E6V210 | LPG | 6 | 1 | 5 | 0 | SCMH | S
BK-G4 | LPG | 6 | 1 | 5 | 0 | SCMH | S
E6V310P | LPG | 6 | 1 | 5 | 0 | SCMH | S
MDA16 | LPG | 6 | 1 | 6 | 0 | SCMH | S
U6/G4 | LPG | 6 | 1 | 5 | 0 | SCMH | S
G4 | LPG | 6 | 1 | 4 | 0 | SCFH | S
Libra200 | LPG | 6 | 1 | 5 | 0 | SCMH | T
E6V310 | LPG | 6 | 1 | 5 | 0 | SCMH | U
E6VG130 | LPG | 6 | 1 | 5 | 0 | SCMH | U
Libra200 | LPG | 6 | 1 | 5 | 0 | SCMH | Z
E6VG370 | LPG | 6 | 1 | 5 | 0 | SCFH | U
X6 | LPG | 1 | 1 | 5 | 0 | SCMH | U
E6V310P | LPG | 6 | 1 | 5 | 0 | SCMH | U
E6V130 | LPG | 6 | 1 | 5 | 0 | SCMH | U
ETGW | LPG | 0 | 1 | 5 | 0 | SCFH | S
U6 | LPG | 212 | 1 | 5 | 0 | SCMH | U
E6VLG310P | LPG | 6 | 1 | 5 | 1 | SCMH | U
METLG210 | LPG | 6 | 1 | 4 | 0 | SCFH | S
Libra200 | LPG | 6 | 1 | 4 | 0 | SCMH | U
ETUG | LPG | 6 | 1 | 4 | 0 | SCMH | S
U6 | LPG | 6 | 1 | 4 | 0 | SCMH | S
E6VLG310P | LPG | 212 | 1 | 5 | 0 | SCMH | S
Libra200 | LPG | 6 | 1 | 5 | 0 | SCFH | S
E6VLG310 | LPG | 6 | 1 | 5 | 0 | SCMH | T
E6V130 | LPG | 6 | 1 | 5 | 0 | SCMH | S
METLG210 | LPG | 0 | 1 | 5 | 0 | SCMH | Z
ETX6 | LPG | 6 | 1 | 5 | 0 | SCMH | L
ETX6 | LPG | 6 | 1 | 6 | 0 | SCMH | Z
E6VG370 | LPG | 6 | 1 | 5 | 0 | SCMH | S
E6 | LPG | 6 | 1 | 5 | 0 | SCMH | L
METUG | LPG | 212 | 1 | 4 | 0 | SCFH | S
E6VLG310P | LPG | 0 | 1 | 5 | 0 | SCMH | S
E6VG370 | LPG | 6 | 1 | 5 | 0 | SCMH | U
E6 | LPG | 212 | 1 | 4 | 0 | SCFH | S
ETX6 | LPG | 1 | 1 | 5 | 0 | SCMH | S
E6V210 | LPG | 6 | 1 | 5 | 0 | SCMH | R
ETX6 | LPG | 6 | 11 | 5 | 0 | SCMH | S
METGW | LPG | 212 | 1 | 5 | 0 | SCMH | S
E6VLG310 | LPG | 0 | 1 | 5 | 0 | SCMH | S
E6 | LPG | 6 | 1 | 5 | 0 | SCFH | S
E6VG370 | LPG | 6 | 1 | 5 | 1 | SCMH | U
ETUG | LPG | 6 | 1 | 4 | 0 | SCFH | U
E6 | LPG | 6 | 1 | 5 | 1 | SCMH | S
SC6 | LPG | 6 | 1 | 5 | 0 | SCMH | S
U6 R5 | LPG | 6 | 1 | 4 | 0 | SCFH | S
E6VLG310P | LPG | 0 | 1 | 5 | 0 | SCMH | U
U6 | LPG | 212 | 1 | 4 | 0 | SCFH | S
E6V210 | LPG | 6 | 1 | 5 | 0 | SCMH | U
METLG210 | LPG | 6 | 1 | 5 | 0 | SCFH | S
E6VLG310P | LPG | 6 | 1 | 5 | 0 | SCMH | Z
ETX6 | LPG | 0 | 1 | 4 | 0 | SCFH | S
METGW | LPG | 0 | 1 | 5 | 0 | SCMH | S
E6VLG310P | LPG | 0 | 1 | 4 | 0 | SCFH | S
METGW | LPG | 212 | 1 | 5 | 0 | SCMH | U
ETUG | LPG | 0 | 1 | 4 | 0 | SCFH | U
G4 | LPG | 212 | 1 | 4 | 0 | SCFH | U
G4 | LPG | 60000 | 1 | 5 | 0 | SCMH | S
Libra200 | LPG | 0 | 1 | 5 | 0 | SCMH | S
G4 | LPG | 121 | 1 | 4 | 0 | SCFH | S
E6VG370 | LPG | 0 | 1 | 5 | 0 | SCMH | S
METLG210 | LPG | 0 | 1 | 5 | 0 | SCMH | S
G4 | LPG | 0 | 1 | 5 | 0 | SCMH | U
METGW | LPG | 0 | 1 | 5 | 0 | SCMH | U
E6V210 | LPG | 212 | 1 | 4 | 0 | SCFH | S
ETX6 | LPG | 62 | 1 | 5 | 0 | SCMH | U
U6 | LPG | 0 | 1 | 5 | 0 | SCMH | U
ETX6 | LPG | 0 | 1 | 4 | 0 | SCMH | U
E6V210 | LPG | 0 | 1 | 5 | 0 | SCMH | U
ETX6 | LPG | 0 | 1 | 4 | 0 | SCFH | U
METLG210 | LPG | 0 | 1 | 4 | 0 | SCFH | U
ETUG | LPG | 212 | 1 | 5 | 0 | SCFH | S
E6V210 | LPG | 6 | 1 | 5 | 0 | SCMH | T
Libra200 | LPG | 0 | 1 | 5 | 0 | SCMH | U
G4 | LPG | 0 | 1 | 5 | 0 | SCMH | Z
E6 | LPG | 212 | 1 | 5 | 0 | SCFH | S
ETUG | LPG | 212 | 1 | 5 | 0 | SCMH | U
ETX6 | LPG | 0 | 1 | 5 | 0 | SCMH | S
BK-G4 | LPG | 6 | 1 | 5 | 0 | SCMH | U
U65 | LPG | 65 | 1 | 4 | 0 | SCFH | S
E6VG370 | LPG | 0 | 1 | 5 | 0 | SCMH | U
G4 | LPG | 6 | 1 | 5 | 0 | SCFH | S
E6VLG310P | LPG | 6 | 1 | 5 | 0 | SCFH | S
ETGW | LPG | 212 | 1 | 5 | 0 | SCMH | S
ETX6 | LPG | 6 | 1 | 5 | 1 | SCMH | S
U6 R5 | LPG | 212 | 1 | 4 | 0 | SCFH | S
E6VLG310 | LPG | 0 | 1 | 5 | 0 | SCMH | U
E6VG370 | LPG | 212 | 1 | 5 | 0 | SCMH | S
ETX6 | LPG | 6 | 1 | 5 | 0 | SCFH | U
E6VG470 | LPG | 0 | 1 | 5 | 0 | SCMH | Z
METGW | LPG | 212 | 1 | 4 | 0 | SCFH | S
G4 | LPG | 212 | 1 | 4 | 0 | SCFH | S
METLG210 | LPG | 6 | 100 | 5 | 0 | SCMH | U
U6 | LPG | 6 | 1 | 4 | 0 | SCMH | U
E6VG370 | LPG | 6 | 1 | 4 | 0 | SCFH | U
E6V210 | LPG | 6 | 1 | 4 | 0 | SCFH | U
EG4V10 | LPG | 6 | 1 | 5 | 0 | SCMH | U
E6VLG310 | LPG | 0 | 1 | 5 | 0 | SCMH | Z
METLG210 | LPG | 6 | 100 | 4 | 0 | SCFH | U
E6VLG310P | LPG | 6 | 1 | 5 | 1 | SCMH | S
E6VLG310P | LPG | 6 | 1 | 4 | 0 | SCFH | U
E6V210 | LPG | 212 | 1 | 5 | 0 | SCMH | S
E6VG470 | LPG | 6 | 1 | 5 | 0 | SCMH | S
EG4V10 | LPG | 6 | 1 | 5 | 0 | SCMH | S
ETX6 | LPG | 6 | 1 | 4 | 0 | SCFH | S
E6VG130 | LPG | 6 | 1 | 5 | 1 | SCMH | U
U6 | LPG | 6 | 1 | 5 | 0 | SCMH | Z
G4 | LPG | 6 | 1 | 5 | 0 | SCMH | D
ETUG | LPG | 212 | 100 | 4 | 0 | SCFH | S
METLG210 | LPG | 212 | 1 | 5 | 0 | SCFH | U
ETUG | LPG | 6 | 100 | 4 | 0 | SCFH | U
METLG210 | LPG | 212 | 100 | 4 | 0 | SCFH | U
E6VLG310 | LPG | 6 | 1 | 5 | 0 | SCFH | S
G4 | LPG | 6 | 1 | 5 | 0 | SCMH | L
E6VLG310P | LPG | 6 | 1 | 5 | 0 | SCMH | D
E6VG370 | LPG | 0 | 1 | 5 | 0 | SCMH | Z
E6VLG310P | LPG | 6 | 1 | 5 | 0 | SCFH | U
E6V310 | LPG | 6 | 1 | 5 | 0 | SCMH | Z
METLG210 | LPG | 6 | 1 | 5 | 0 | SCFH | T
ETUG | LPG | 212 | 1 | 4 | 0 | SCFH | T
E6VG370 | LPG | 6 | 1 | 4 | 0 | SCMH | U
METLG210 | LPG | 16 | 1 | 5 | 0 | SCMH | U
E6V210 | LPG | 6 | 1 | 4 | 0 | SCMH | U
E6V310 | LPG | 6 | 1 | 5 | 0 | SCMH | S
E6VG130 | LPG | 6 | 1 | 5 | 0 | SCMH | S
U6 | LPG | 6 | 1 | 4 | 0 | SCFH | S
U6 | LPG | 6 | 1 | 5 | 0 | SCFH | U
E6V210 | LPG | 6 | 1 | 5 | 0 | SCFH | U
Libra200 | LPG | 212 | 1 | 5 | 0 | SCFH | U
ETX6 | LPG | 100 | 1 | 5 | 0 | SCFH | U
E6 | LPG | 6 | 1 | 6 | 0 | SCMH | S
ECM11000 | LPG | 6 | 1 | 5 | 0 | SCMH | S
G4 | LPG | 565 | 1 | 5 | 0 | SCFH | U
ETX6 | LPG | 32 | 1 | 5 | 0 | SCMH | U
METGW | LPG | 6 | 1 | 5 | 1 | SCMH | U
E6V130 | LPG | 6 | 1 | 5 | 1 | SCMH | U
G4 | LPG | 6 | 1 | 5 | 1 | SCMH | S
METGW | LPG | 6 | 1 | 5 | 1 | SCMH | S
METUG | LPG | 6 | 1 | 5 | 1 | SCMH | S
E6VG370 | LPG | 6 | 1 | 5 | 1 | SCMH | S
U6 | LPG | 6 | 1 | 4 | 0 | SCFH | U
E6VG470 | LPG | 6 | 1 | 5 | 0 | SCMH | U
E6VLG310P | LPG | 0 | 1 | 5 | 0 | SCMH | Z
ETX6 | LPG | 6 | 1 | 4 | 0 | SCFH | U
METLG210 | LPG | 1 | 1 | 5 | 0 | SCMH | S
METLG210 | LPG | 6 | 1 | 4 | 0 | SCFH | U
ETUG | LPG | 6 | 1 | 5 | 0 | SCMH | S
ETX6 | LPG | 212 | 1 | 4 | 0 | SCFH | U
METLG210 | LPG | 6 | 1 | 6 | 0 | SCMH | U
E6VLG310 | LPG | 6 | 1 | 5 | 1 | SCMH | U
E6VLG310 | LPG | 6 | 1 | 5 | 0 | SCMH | D
Libra200 | LPG | 6 | 1 | 5 | 0 | SCFH | U
E6VLG310 | LPG | 6 | 1 | 5 | 0 | SCMH | S
ETX6 | LPG | 2007 | 1 | 5 | 0 | SCMH | U
ETX6 | LPG | 5 | 1 | 5 | 0 | SCMH | S
METLG210 | LPG | 5 | 1 | 5 | 0 | SCMH | U
E6VLG310 | LPG | 212 | 1 | 5 | 0 | SCMH | U
METLG210 | LPG | 6 | 1 | 5 | 0 | SCMH | T
ETUG | LPG | 212 | 1 | 5 | 0 | SCMH | S
ETGW | LPG | 212 | 1 | 4 | 0 | SCFH | D
ETX6 | LPG | 6 | 1 | 5 | 0 | SCFH | S
METLG210 | LPG | 6 | 1 | 5 | 0 | SCMH | D
ETX6 | LPG | 1 | 6 | 5 | 0 | SCMH | U
E6VLG310P | LPG | 6 | 1 | 5 | 0 | SCMH | U
METGW | LPG | 6 | 1 | 5 | 0 | SCMH | U
ETX6 | LPG | 6 | 1 | 5 | 1 | SCMH | U
E6VLG310P | LPG | 6 | 1 | 5 | 0 | SCMH | S
METLG210 | LPG | 6 | 1 | 5 | 0 | SCFH | U
E6 | LPG | 6 | 1 | 5 | 0 | SCMH | D
E6VLG310 | LPG | 16 | 1 | 5 | 0 | SCMH | U
ETX6 | LPG | 6 | 6 | 5 | 0 | SCMH | U
ETGW | LPG | 212 | 1 | 4 | 0 | SCFH | S
ETUG | LPG | 6 | 1 | 4 | 0 | SCFH | S
E6VLG310 | LPG | 6 | 1 | 5 | 0 | SCFH | U
ETUG | LPG | 212 | 1 | 4 | 0 | SCFH | U
METLG210 | LPG | 6 | 1 | 4 | 0 | SCMH | U
METUG | LPG | 6 | 1 | 5 | 0 | SCMH | U
Libra200 | LPG | 212 | 1 | 4 | 0 | SCFH | U
G4 | LPG | 6 | 1 | 5 | 0 | SCMH | Z
METLG210 | LPG | 6 | 1 | 5 | 1 | SCMH | U
ETUG | LPG | 212 | 1 | 4 | 0 | SCFH | Z
METLG210 | LPG | 6 | 1 | 5 | 0 | SCMH | R
E6VLG310 | LPG | 1 | 1 | 5 | 0 | SCMH | U
E6 | LPG | 0 | 1 | 5 | 0 | SCMH | U
METLG210 | LPG | 1 | 1 | 5 | 0 | SCMH | U
METLG210 | LPG | 212 | 1 | 4 | 0 | SCFH | U
Libra200 | LPG | 6 | 1 | 5 | 0 | SCMH | U
G4SC | LPG | 6 | 1 | 5 | 0 | SCMH | S
Libra200 | LPG | 0 | 1 | 5 | 0 | SCMH | Z
U6 | LPG | 212 | 1 | 5 | 0 | SCMH | S
E6VLG310 | LPG | 6 | 1 | 5 | 0 | SCMH | U
ETX6 | LPG | 6 | 1 | 5 | 0 | SCMH | T
U6 | LPG | 6 | 1 | 5 | 0 | SCMH | U
ETUG | LPG | 6 | 1 | 5 | 0 | SCMH | U
ETGW | LPG | 6 | 1 | 5 | 0 | SCMH | U
METLG210 | LPG | 6 | 1 | 5 | 0 | SCMH | Z
ETX6 | LPG | 6 | 1 | 6 | 0 | SCMH | U
ETX6 | LPG | 6 | 1 | 5 | 0 | SCMH | D
ETGW | LPG | 6 | 1 | 5 | 0 | SCMH | S
G4 | LPG | 6 | 1 | 5 | 0 | SCMH | U
METKR | LPG | 6 | 1 | 5 | 0 | SCMH | S
ETX6 | LPG | 1 | 1 | 5 | 0 | SCMH | U
METLG210 | LPG | 0 | 1 | 5 | 0 | SCMH | U
ETX6 | LPG | 6 | 1 | 4 | 0 | SCMH | U
ETX6 | LPG | 5 | 1 | 5 | 0 | SCMH | U
METLG210 | LPG | 212 | 1 | 5 | 0 | SCMH | S
METLG210 | LPG | 6 | 1 | 5 | 0 | SCMH | S
Libra200 | LPG | 6 | 1 | 5 | 0.1 | SCMH | U
METLG210 | LPG | 212 | 1 | 5 | 0 | SCMH | U
Libra200 | LPG | 212 | 1 | 5 | 0 | SCMH | S
METLG210 | LPG | 6 | 1 | 5 | 0 | SCMH | U
Libra200 | LPG | 6 | 1 | 5 | 0 | SCMH | S
Libra200 | LPG | 6 | 1 | 4 | 0 | SCFH | U
ETX6 | LPG | 250 | 1 | 5 | 0 | SCMH | Z
E6 | LPG | 0 | 1 | 5 | 0 | SCMH | Z
ETX6 | LPG | 212 | 1 | 5 | 0 | SCMH | L
ETX6 | LPG | 1.0226 | 1 | 5 | 0 | SCMH | U
LIBRA200 | LPG | 6 | 1 | 5 | 0 | SCMH | U
METGW | LPG | 6 | 1 | 5 | 0 | SCMH | S
G4 | LPG | 6 | 1 | 5 | 0 | SCMH | S
METUG | LPG | 6 | 1 | 5 | 0 | SCMH | S
E6 | LPG | 212 | 1 | 5 | 0 | SCMH | S
ETUG | LPG | 212 | 1 | 4 | 0 | SCFH | S
U6 | LPG | 6 | 1 | 5 | 0 | SCMH | S
ETX6 | LPG | 212 | 1 | 5 | 0 | SCMH | D
ETX6 | LPG | 0 | 1 | 5 | 0 | SCMH | Z
U6 R5 | LPG | 6 | 1 | 5 | 0 | SCMH | S
E6 | LPG | 6 | 1 | 4 | 0 | SCFH | U
E6 | LPG | 6 | 1 | 5 | 0 | SCFH | U
E6 | LPG | 6 | 1 | 5 | 0 | SCMH | Z
ETX6 | LPG | 212 | 1 | 5 | 0 | SCMH | Z
ETX6 | LPG | 6 | 1 | 5 | 0 | SCMH | Z
ETX6 | LPG | 0 | 1 | 5 | 0 | SCMH | U
ETX6 | LPG | 212 | 1 | 5 | 0 | SCMH | S
ETX6 | LPG | 212 | 1 | 5 | 0 | SCMH | U
E6 | LPG | 6 | 1 | 5 | 0 | SCMH | S
ETX6 | LPG | 6 | 1 | 5 | 0 | SCMH | S
ETX6 | LPG | 6 | 1 | 5 | 0 | SCMH | U
E6 | LPG | 6 | 1 | 5 | 0 | SCMH | U
X6 | LPG | 6 | 1 | 5 | 0 | SCMH | U
SC6 | LPG | 6 | 1 | 5 | 0 | SCMH | U
E6X | LPG | 6 | 1 | 5 | 0 | SCMH | U
U65 | INV | 65 | 1 | 6 | 0 | SCMH | D
U6 | INV | 212 | 1 | 4 | 0 | SCFH | S
U6 | INV | 100 | 1 | 5 | 0 | SCMH | S
G4 | INV | 16 | 1 | 5 | 0 | SCMH | S
U100 | INV | 16 | 1 | 6 | 0 | SCMH | D
U6 R5 | INV | 6 | 1 | 5 | 0 | SCMH | S
U6 | INV | 565 | 1 | 5 | 0 | SCFH | S
U6 | INV | 6 | 1 | 4 | 0 | SCFH | D
U6 | INV | 6 | 1 | 6 | 0 | SCMH | S
U6 | INV | 0 | 1 | 5 | 0 | SCMH | S
G4 | INV | 65 | 1 | 6 | 0 | SCMH | S
U6 | INV | 6 | 1 | 5 | 0 | SCFH | D
U6 | INV | 212 | 1 | 5 | 0 | SCFH | S
U6 | INV | 212 | 1 | 6 | 0 | SCFH | S
U6 | INV | 212 | 1 | 5 | 0 | SCMH | S
U6 | INV | 6 | 1 | 7 | 0 | SCMH | S
U6 | INV | 6 | 1 | 5 | 0 | SCMH | Z
U6 | INV | 212 | 1 | 5 | 0 | SCMH | D
E6 | INV | 6 | 1 | 5 | 0 | SCMH | U
U6 | INV | 6 | 1 | 5 | 1 | SCFH | S
U6 | INV | 6 | 1 | 6 | 0 | SCMH | D
U6 | INV | 6 | 1 | 5 | 0 | SCFH | S
U16 | INV | 6 | 1 | 5 | 0 | SCMH | D
U16 | INV | 16 | 1 | 6 | 0 | SCMH | D
U16 | INV | 6 | 1 | 5 | 0 | SCMH | S
U6 | INV | 6 | 1 | 5 | 0 | SCMH | S
U6 | INV | 6 | 1 | 5 | 0 | SCMH | D
G4 | INV | 6 | 1 | 5 | 0 | SCMH | S
U6 | INV | 6 | 1 | 5 | 1 | SCMH | S
G4 | WCH | 6 | 1 | 5 | 0 | SCMH | S
200T/C | BGW | 212 | 1 | 4 | 0 | SCFH | S
1200T/C | BGW | 0 | 1 | 5 | 0 | SCFH | S
1200T/C | BGW | 1200 | 1 | 5 | 0 | 0 | L
200T/C | BGW | 200 | 1 | 4 | 0 | 0 | L
100T/C | BGW | 100 | 1 | 4 | 0 | 0 | L
400T/C | BRA | 0 | 1 | 4 | 0 | SCFH | S
METGW | BRA | 6 | 1 | 5 | 0 | SCMH | S
700T/C | BRA | 700 | 1 | 5 | 0 | SCFH | L
400T/C | BRA | 400 | 1 | 4 | 0 | 0 | L
350T/C | BRA | 350 | 1 | 4 | 0 | 0 | L
200T/C | BRA | 200 | 1 | 4 | 0 | 0 | L
100T/C | BRA | 100 | 1 | 4 | 0 | 0 | L
U25 | BGL | 25 | 1 | 6 | 0 | SCMH | D
U6 | BGL | 6 | 1 | 5 | 0 | SCMH | S
MDA16 | BGL | 16 | 1 | 6 | 0 | SCMH | S
200T/C | BGL | 200 | 1 | 4 | 0 | SCFH | S
400T/C | BGL | 400 | 1 | 4 | 0 | 0 | L
1200T/C | BGL | 1200 | 1 | 5 | 0 | 0 | L
1800T/C | BGL | 1800 | 1 | 5 | 0 | 0 | L
200T/C | BGL | 200 | 1 | 4 | 0 | 0 | L
3000T/C | BGL | 3000 | 1 | 5 | 0 | 0 | L
700T/C | BGL | 700 | 1 | 5 | 0 | 0 | L
BK-G10E | CHE | 16 | 1 | 6 | 0 | SCMH | S
MRD0100B4B | CHE | 100 | 1 | 6 | 0 | SCMH | R
MRD0160B4C | CHE | 28 | 1 | 7 | 0 | SCMH | S
G4 | CHE | 212 | 1 | 5 | 0 | SCMH | S
U6 | CHE | 212 | 1 | 4 | 0 | SCFH | S
G4 | COM | 6 | 1 | 5 | 0 | SCMH | S
MRD0450B4D | DG | 450 | 1 | 7 | 0 | SCMH | R
G4SZV | FLA | 6 | 1 | 5 | 0 | SCMH | S
METLG210 | GL | 212 | 1 | 5 | 0 | SCMH | U
U6 | GL | 0 | 1 | 5 | 0 | SCMH | S
G4 | GL | 6 | 1 | 5 | 0 | SCMH | S
MDU25W | GL | 25 | 1 | 6 | 0 | SCMH | S
U6 R5 | GL | 212 | 1 | 4 | 0 | SCFH | S
U6 | GL | 212 | 1 | 4 | 0 | SCFH | S
U6 | GMC | 6 | 1 | 5 | 0 | SCMH | S
100T/C | GMC | 6 | 1 | 4 | 0 | SCFH | S
U6 | GMC | 212 | 1 | 4 | 0 | SCFH | L
G4 | GMC | 6 | 1 | 5 | 0 | SCMH | S
400T/C | GMC | 400 | 1 | 4 | 0 | 0 | L
350T/C | GMC | 350 | 1 | 4 | 0 | 0 | L
200T/C | GMC | 200 | 1 | 4 | 0 | 0 | L
100T/C | GMC | 100 | 1 | 4 | 0 | 0 | L
700T/C | GMC | 700 | 1 | 5 | 0 | 0 | L
412 | HIL | 8000 | 1 | 5 | 0 | SCMH | R
824 | HIL | 0 | 1 | 6 | 100 | SCFH | R
824 | HIL | 0 | 1 | 6 | 0 | SCFH | R
618 | HIL | 0 | 1 | 7 | 0 | SCMH | R
515 | HIL | 12000 | 1 | 6 | 0 | 0 | R
412 | HIL | 8000 | 1 | 6 | 0 | 0 | R
1442 | HIL | 200000 | 10 | 6 | 0 | 0 | R
1030 | HIL | 100000 | 10 | 6 | 0 | 0 | R
515 | HIL | 21000 | 1 | 6 | 0 | 0 | R
310 | HIL | 7500 | 0.1 | 8 | 0 | 0 | R
412 | HIL | 12000 | 1 | 6 | 0 | 0 | R
618 | HIL | 35000 | 1 | 6 | 0 | 0 | R
824 | HIL | 60000 | 1 | 6 | 0 | 0 | R
AL800 | IGA | 1150 | 1 | 7 | 0 | SCFH | S
MDA40 | IGA | 40 | 1 | 6 | 0 | SCMH | S
5.3M | IGA | 5630 | 1 | 6 | 0 | SCFH | S
G4 | IGA | 6 | 1 | 5 | 0 | SCMH | S
G4SC | IGA | 6 | 1 | 5 | 0 | SCMH | S
2M | IGA | 20 | 1 | 6 | 0 | SCFH | S
5.3M | IGA | 159 | 1 | 6 | 0 | SCFH | R
AL800 | IGA | 800 | 1 | 7 | 0 | SCFH | S
2M | IGA | 57 | 1 | 6 | 0 | SCFH | R
2M | IGA | 2296 | 1 | 6 | 0 | SCFH | R
MRI400RD | IGA | 400 | 1 | 6 | 0 | SCFH | R
MRD1075B4E | IGA | 1075 | 1 | 7 | 0 | SCMH | S
38M | IGA | 212 | 0.1 | 8 | 0 | SCFH | R
3.5M | IGA | 3530 | 1 | 6 | 0 | SCFH | R
11M | IGA | 5650 | 1 | 6 | 0 | SCFH | R
3.5M | IGA | 160 | 1 | 6 | 0 | SCFH | R
5.3M | IGA | 6 | 1 | 6 | 0 | SCFH | R
3.5M | IGA | 3500 | 1 | 6 | 0 | SCFH | S
2M | IGA | 2000 | 1 | 6 | 0 | SCFH | S
11M | IGA | 14000 | 1 | 6 | 0 | SCFH | S
5.3M | IGA | 1412 | 1 | 6 | 0 | SCFH | R
MDA16 | IGA | 16 | 1 | 6 | 0 | SCMH | S
16M | IGA | 16300 | 1 | 8 | 0 | SCFH | R
5.3M | IGA | 5630 | 0.01 | 8 | 0 | SCFH | R
11M | IGA | 11000 | 0.1 | 8 | 0 | SCFH | R
3.5M | IGA | 6 | 1 | 6 | 0 | SCFH | R
2M | IGA | 212 | 1 | 6 | 0 | SCFH | S
AL800 | IGA | 800 | 0.1 | 7 | 0 | SCFH | S
3.5M | IGA | 0 | 1 | 6 | 0 | SCFH | Z
QA16080Z | IGA | 250 | 1 | 6 | 0 | SCMH | T
QA650150Z | IGA | 1000 | 1 | 6 | 0 | SCMH | T
MRI0250RC | IGA | 250 | 1 | 7 | 0 | SCMH | R
MRI0160RC | IGA | 160 | 1 | 7 | 0 | SCMH | R
MRI0100RB | IGA | 100 | 1 | 6 | 0 | SCMH | R
MRI0065RB | IGA | 65 | 1 | 6 | 0 | SCMH | R
MRI0040RB | IGA | 40 | 1 | 6 | 0 | SCMH | R
MRI0025RB | IGA | 25 | 1 | 6 | 0 | SCMH | R
MRI0040RA | IGA | 40 | 1 | 6 | 0 | SCMH | R
MRI0025RA | IGA | 25 | 1 | 6 | 0 | SCMH | R
AL250 | IGA | 250 | 1 | 4 | 0 | SCFH | S
MRI400RD | IGA | 400 | 1 | 7 | 0 | SCMH | R
AL800 | IGA | 800 | 0.01 | 7 | 0 | 0 | S
G250DN100 | IGA | 14000 | 0.1 | 8 | 0 | 0 | T
8GT G1000 | IGA | 66000 | 1 | 8 | 0 | 0 | T
25M | IGA | 25400 | 0.1 | 8 | 0 | 0 | R
11M | IGA | 14000 | 1 | 6 | 0 | 0 | R
38M | IGA | 38600 | 0.1 | 8 | 0 | 0 | R
16M | IGA | 16300 | 0.1 | 8 | 0 | 0 | R
3.5M | IGA | 4000 | 1 | 6 | 0 | 0 | R
5.3M | IGA | 6000 | 1 | 6 | 0 | 0 | R
5.3M | IGA | 5630 | 1 | 6 | 0 | 0 | R
11M | IGA | 11000 | 1 | 6 | 0 | 0 | R
2M | IGA | 2000 | 1 | 6 | 0 | 0 | R
3.5M | IGA | 3500 | 1 | 6 | 0 | 0 | R
G160 | INS | 260 | 1 | 8 | 0 | SCMH | R
SM-RI-W-LP | INS | 9000 | 1 | 6 | 0 | SCFH | T
G16 | INS | 25 | 1 | 6 | 0 | SCFH | R
MRD0450B4D | INS | 400 | 1 | 7 | 0 | SCMH | R
G100 | INS | 170000 | 1 | 7 | 0 | SCMH | S
G4 | INS | 6 | 1 | 5 | 0.01 | SCMH | S
G250 | INS | 400 | 1 | 7 | 1 | SCMH | R
G100 | INS | 100 | 1 | 7 | 0 | SCMH | S
MDA65 | INS | 65 | 1 | 6 | 0 | SCMH | S
G4 | INS | 65 | 1 | 6 | 0 | SCMH | S
G25 | INS | 40 | 1 | 6 | 0.1 | SCMH | R
G65 | INS | 65 | 1 | 6 | 0 | SCMH | S
G25 | INS | 40 | 1 | 6 | 0 | SCMH | S
G100 | INS | 160 | 1 | 7 | 0 | SCFH | S
G100 | INS | 160 | 1 | 7 | 1 | SCMH | R
G160 | INS | 250 | 1 | 7 | 0 | SCMH | S
BK G25 | INS | 40 | 1 | 6 | 0 | SCMH | R
G4 | INS | 6 | 1 | 5 | 0 | SCMH | S
G100 | INS | 100 | 1 | 7 | 0 | SCMH | R
G400 | INS | 650 | 1 | 7 | 0 | SCMH | R
G40 | INS | 6 | 1 | 6 | 0 | SCMH | R
G40 | INS | 65 | 1 | 6 | 0.1 | SCMH | R
G40 | INS | 65 | 1 | 6 | 0 | SCMH | T
G250 | INS | 400 | 1 | 7 | 0 | SCMH | R
Q7510" | INS | 4000 | 1 | 8 | 0 | SCMH | T
MTN04000QG | INS | 4000 | 1 | 8 | 0 | SCMH | S
G160 | INS | 250 | 1 | 7 | 0 | SCMH | T
G160 | INS | 250 | 1 | 7 | 1 | SCMH | R
G65 | INS | 100 | 1 | 6 | 0.1 | SCMH | R
G250 | INS | 400 | 1 | 7 | 0 | SCMH | T
MTN01000QE | INS | 1000 | 1 | 7 | 0 | SCMH | Z
G160 | INS | 260 | 1 | 7 | 0 | SCMH | R
G65 | INS | 100 | 1 | 6 | 0 | SCMH | Z
U65 | INS | 65 | 1 | 6 | 0 | SCMH | D
Q7516" | INS | 350000 | 0.1 | 8 | 0 | SCFH | T
Q756" | INS | 35000 | 1 | 8 | 0 | SCFH | T
G250 | INS | 400 | 0.01 | 7 | 0 | SCFH | S
G100 | INS | 160 | 1 | 7 | 0 | SCMH | S
Q758" | INS | 88000 | 1 | 8 | 0 | SCFH | T
G250 | INS | 250 | 1 | 7 | 0 | SCMH | R
G250 | INS | 16 | 1 | 7 | 0 | SCMH | S
RABOG25 | INS | 40 | 1 | 6 | 0 | SCMH | R
G100 | INS | 160 | 1 | 5 | 0 | SCFH | R
G1600 | INS | 2500 | 1 | 8 | 0 | SCMH | R
Q758" | INS | 88000 | 100 | 8 | 0 | SCFH | T
10" | INS | 1600 | 1 | 8 | 0 | SCMH | T
RABOG40 | INS | 40 | 1 | 6 | 0 | SCMH | S
G250 | INS | 800 | 1 | 7 | 0 | SCFH | S
MTN02500QF | INS | 25000 | 1 | 8 | 0 | SCMH | T
G160 | INS | 0 | 1 | 7 | 0 | SCMH | R
G160 | INS | 250 | 1 | 6 | 0 | SCFH | R
Q758" | INS | 56000 | 0.1 | 8 | 0 | SCFH | S
G65 | INS | 65 | 1 | 6 | 0 | SCMH | R
G160 | INS | 250 | 1 | 8 | 0 | SCMH | R
G250 | INS | 400 | 1 | 7 | 0 | SCMH | D
G65 | INS | 1 | 1 | 6 | 0 | SCMH | S
G250 | INS | 21 | 1 | 7 | 0 | SCMH | S
4" | INS | 650 | 1 | 7 | 0 | SCMH | T
G100 | INS | 100 | 1 | 7 | 0 | SCMH | D
G100 | INS | 160 | 1 | 7 | 0 | SCMH | D
MTN04000QG | INS | 2500 | 1 | 8 | 0 | SCMH | T
Q7512" | INS | 230000 | 1 | 8 | 0 | SCFH | R
G100 | INS | 160 | 1 | 7 | 0 | SCMH | Z
G160 | INS | 250 | 1 | 7 | 0 | SCFH | R
G100 | INS | 160 | 1 | 7 | 0 | SCFH | R
G65 | INS | 0 | 1 | 6 | 0 | SCMH | R
200/80 | INS | 8800 | 1 | 7 | 0 | SCMH | T
Q7516" | INS | 212 | 0.1 | 8 | 0 | SCFH | T
MTA6500H | INS | 23000 | 1 | 8 | 0 | SCMH | T
G100 | INS | 160 | 1 | 6 | 0 | SCMH | R
G40 | INS | 40 | 1 | 6 | 0 | SCMH | S
G40 | INS | 40 | 1 | 6 | 0 | SCMH | R
G25 | INS | 40 | 1 | 6 | 10 | SCMH | R
G250 | INS | 400 | 1 | 7 | 0 | SCMH | S
RG250 | INS | 400 | 1 | 7 | 0 | SCMH | R
U6 R5 | INS | 6 | 1 | 5 | 0 | SCMH | S
G65 | INS | 100 | 1 | 6 | 10 | SCMH | R
G160 | INS | 250 | 1 | 6 | 0 | SCMH | R
U16 | INS | 16 | 1 | 6 | 0 | SCMH | S
Q752" | INS | 3500 | 1 | 8 | 0 | SCFH | T
Q756" | INS | 56000 | 0.1 | 8 | 0 | SCFH | R
G100 | INS | 160000 | 1 | 7 | 0 | SCMH | R
G25 | INS | 25 | 1 | 6 | 0 | SCMH | S
MTN06500QJ | INS | 10000 | 1 | 8 | 0 | SCMH | T
MTN10000SK | INS | 10000 | 1 | 4 | 0 | SCFH | T
BK G65 | INS | 65 | 1 | 6 | 0 | SCMH | S
U100 | INS | 100 | 1 | 6 | 0 | SCMH | S
G25 | INS | 40 | 1 | 6 | 0 | SCMH | R
Q756" | INS | 230000 | 0.1 | 8 | 0 | SCFH | T
MTN02500QF | INS | 3138 | 1 | 8 | 0 | SCMH | T
G100 | INS | 160 | 1 | 7 | 0 | SCMH | R
G16 | INS | 25 | 1 | 6 | 0 | SCMH | S
G10 | INS | 16 | 1 | 6 | 0 | SCMH | S
G160 | INS | 250 | 1 | 7 | 0 | SCMH | R
BK G65 | INS | 100 | 1 | 6 | 0 | SCMH | R
BK G65 | INS | 100 | 1 | 6 | 0 | SCMH | S
MTN02500QG | INS | 88000 | 1 | 8 | 0 | SCMH | T
U6 | INS | 6 | 1 | 5 | 0 | SCMH | S
MTN00100QB | INS | 0 | 1 | 6 | 0 | SCMH | T
G100 | INS | 5000 | 1 | 7 | 0 | SCMH | R
G65 | INS | 100 | 1 | 6 | 0 | SCMH | R
G16 | INS | 25 | 1 | 6 | 0 | SCMH | R
G40 | INS | 65 | 1 | 6 | 0 | SCMH | R
G65 | INS | 100 | 1 | 6 | 0 | SCMH | S
MTN00650QE | INS | 35000 | 1 | 7 | 0 | SCMH | T
G1000 | INS | 1600 | 1 | 7 | 0 | SCMH | S
G40 | INS | 65 | 1 | 6 | 0 | SCMH | S
3"SMRILP | INS | 0 | 0.01 | 8 | 0 | SCFH | T
G10 | INS | 16 | 1 | 6 | 0 | SCMH | R
Q758" | INS | 2500 | 1 | 8 | 0 | SCMH | T
G1600 | INS | 2500 | 1 | 8 | 0 | SCMH | T
SM-RI-W-LP | INS | 9000 | 0.1 | 6 | 0 | SCFH | T
G1000 | INS | 1600 | 1 | 7 | 0 | SCMH | T
Q756" | INS | 1000 | 1 | 7 | 0 | SCMH | T
MTN16000SK | INS | 16000 | 1 | 8 | 0 | SCMH | T
MTN10000SJ | INS | 10000 | 1 | 8 | 0 | SCMH | T
MTN01600QE | INS | 1600 | 1 | 7 | 0 | SCMH | T
MTN10000QL | INS | 10000 | 10 | 8 | 0 | SCMH | T
MTN00160SC | INS | 160 | 1 | 7 | 0 | SCMH | T
MTN01000QF | INS | 1000 | 1 | 8 | 0 | SCMH | T
MTN01600SF | INS | 1600 | 1 | 8 | 0 | SCMH | T
MTN16000QL | INS | 16000 | 10 | 8 | 0 | SCMH | T
MTN16000QK | INS | 16000 | 1 | 8 | 0 | SCMH | T
MTN10000QK | INS | 10000 | 1 | 8 | 0 | SCMH | T
MTN06500QK | INS | 6500 | 1 | 8 | 0 | SCMH | T
MTN10000QJ | INS | 10000 | 1 | 8 | 0 | SCMH | T
MTN06500QJ | INS | 6500 | 1 | 8 | 0 | SCMH | T
MTN06500QH | INS | 6500 | 1 | 8 | 0 | SCMH | T
MTN04000QJ | INS | 4000 | 1 | 8 | 0 | SCMH | T
MTN04000QH | INS | 4000 | 1 | 8 | 0 | SCMH | T
MTN02500QH | INS | 2500 | 1 | 8 | 0 | SCMH | T
MTN04000QG | INS | 4000 | 1 | 8 | 0 | SCMH | T
MTN02500QG | INS | 2500 | 1 | 8 | 0 | SCMH | T
MTN01600QG | INS | 1600 | 1 | 8 | 0 | SCMH | T
MTN02500QF | INS | 2500 | 1 | 8 | 0 | SCMH | T
MTN01600QF | INS | 1600 | 1 | 8 | 0 | SCMH | T
MTN01000QE | INS | 1000 | 1 | 7 | 0 | SCMH | T
MTN00650QE | INS | 650 | 1 | 7 | 0 | SCMH | T
MTN00650QD | INS | 650 | 1 | 7 | 0 | SCMH | T
MTN00400QD | INS | 400 | 1 | 7 | 0 | SCMH | T
MTN00250QD | INS | 250 | 1 | 7 | 0 | SCMH | T
MTN00400QC | INS | 400 | 1 | 7 | 0 | SCMH | T
MTN00250QC | INS | 250 | 1 | 7 | 0 | SCMH | T
MTN00160QC | INS | 160 | 1 | 7 | 0 | SCMH | T
MTN00100QB | INS | 100 | 1 | 6 | 0 | SCMH | T
MTN00065QB | INS | 65 | 1 | 6 | 0 | SCMH | T
MTN25000SL | INS | 25000 | 10 | 8 | 0 | SCMH | T
MTN16000SL | INS | 16000 | 10 | 8 | 0 | SCMH | T
MTN10000SL | INS | 10000 | 10 | 8 | 0 | SCMH | T
MTN10000SK | INS | 10000 | 1 | 8 | 0 | SCMH | T
MTN06500SK | INS | 6500 | 1 | 8 | 0 | SCMH | T
MTN06500SJ | INS | 6500 | 1 | 8 | 0 | SCMH | T
MTN06500SH | INS | 6500 | 1 | 8 | 0 | SCMH | T
MTN04000SH | INS | 4000 | 1 | 8 | 0 | SCMH | T
MTN02500SH | INS | 2500 | 1 | 8 | 0 | SCMH | T
MTN04000SG | INS | 4000 | 1 | 8 | 0 | SCMH | T
MTN02500SG | INS | 2500 | 1 | 8 | 0 | SCMH | T
MTN01600SG | INS | 1600 | 1 | 8 | 0 | SCMH | T
MTN02500SF | INS | 2500 | 1 | 8 | 0 | SCMH | T
MTN01000SF | INS | 1000 | 1 | 8 | 0 | SCMH | T
MTN01600SE | INS | 1600 | 1 | 7 | 0 | SCMH | T
MTN01000SE | INS | 1000 | 1 | 7 | 0 | SCMH | T
MTN00650SE | INS | 650 | 1 | 7 | 0 | SCMH | T
MTN00650SD | INS | 650 | 1 | 7 | 0 | SCMH | T
MTN00400SD | INS | 400 | 1 | 7 | 0 | SCMH | T
MTN00250SD | INS | 250 | 1 | 7 | 0 | SCMH | T
MTN00400SC | INS | 400 | 1 | 7 | 0 | SCMH | T
MTN00250SC | INS | 250 | 1 | 7 | 0 | SCMH | T
MTN00065SB | INS | 65 | 1 | 6 | 0 | SCMH | T
MTN00100SB | INS | 100 | 1 | 6 | 0 | SCMH | T
SMRI150 | INS | 1600 | 1 | 7 | 0 | 0 | T
Q754" | INS | 14000 | 0.01 | 8 | 0 | 0 | T
G160 | INS | 260 | 10 | 8 | 0 | 0 | R
3"SMRILP | INS | 9000 | 0.01 | 8 | 0 | 0 | T
Q7516" | INS | 350000 | 1 | 8 | 0 | 0 | T
Q7516" | INS | 265000 | 0.1 | 8 | 0 | 0 | T
Q754" | INS | 23000 | 0.01 | 8 | 0 | 0 | T
Q7512" | INS | 140000 | 1 | 8 | 0 | 0 | T
2" | INS | 100 | 1 | 8 | 0 | 0 | T
12" | INS | 230000 | 0.1 | 8 | 0 | 0 | T
8" | INS | 88000 | 0.1 | 8 | 0 | 0 | T
8" | INS | 35000 | 0.1 | 8 | 0 | 0 | T
2" | INS | 3500 | 0.01 | 8 | 0 | 0 | T
Q7524" | INS | 560000 | 1 | 8 | 0 | 0 | T
Q7520" | INS | 560000 | 1 | 8 | 0 | 0 | T
Q7520" | INS | 350000 | 1 | 8 | 0 | 0 | T
Q7516" | INS | 230000 | 0.1 | 8 | 0 | 0 | T
Q7512" | INS | 230000 | 1 | 8 | 0 | 0 | T
Q7510" | INS | 140000 | 0.1 | 8 | 0 | 0 | T
Q7510" | INS | 88000 | 0.1 | 8 | 0 | 0 | T
Q758" | INS | 88000 | 0.1 | 8 | 0 | 0 | T
Q758" | INS | 56000 | 0.1 | 8 | 0 | 0 | T
Q756" | INS | 56000 | 0.1 | 8 | 0 | 0 | T
Q756" | INS | 35000 | 0.1 | 8 | 0 | 0 | T
Q756" | INS | 23000 | 0.1 | 8 | 0 | 0 | T
Q754" | INS | 8800 | 0.01 | 8 | 0 | 0 | T
Q752" | INS | 3500 | 0.01 | 8 | 0 | 0 | T
G16 | INS | 25 | 1 | 8 | 0 | 0 | R
METLG210 | MTL | 6 | 1 | 5 | 0 | SCMH | S
G4 | MTL | 6 | 1 | 5 | 0 | SCMH | S
200T/C | MTL | 200 | 1 | 5 | 0 | SCMH | L
400T/C | MTL | 400 | 1 | 4 | 0 | 0 | L
200T/C | MTL | 200 | 1 | 4 | 0 | 0 | L
100T/C | MTL | 100 | 1 | 4 | 0 | 0 | L
400T/C | ORM | 400 | 1 | 4 | 0 | 0 | L
200T/C | ORM | 200 | 1 | 4 | 0 | 0 | L
100T/C | ORM | 100 | 1 | 4 | 0 | 0 | L
D88 | PCC | 88000 | 1 | 7 | 0 | SCFH | S
U6 R5 | PCC | 212 | 1 | 4 | 0 | SCFH | S
U6 | PCC | 212 | 1 | 5 | 0 | SCMH | S
U6 | PCC | 212 | 1 | 4 | 0 | SCFH | S
U6 | PCC | 6 | 1 | 4 | 0 | SCFH | S
D56 | PCC | 35000 | 0.1 | 7 | 0 | SCFH | R
U40 | PCC | 14000 | 1 | 6 | 0 | SCMH | R
D5.6 | PCC | 5600 | 1 | 8 | 0 | SCFH | R
G160 | PCC | 250 | 1 | 7 | 0 | SCMH | S
400/100 | PCC | 140 | 1 | 7 | 0 | SCFH | R
2500/250 | PCC | 87500 | 0.1 | 7 | 0 | SCFH | R
D35 | PCC | 35000 | 1 | 8 | 0 | SCFH | R
2500/250 | PCC | 250 | 1 | 7 | 0 | SCFH | R
U6 | PCC | 212 | 1 | 4 | 0 | SCFH | L
D5.6 | PCC | 5600 | 1 | 6 | 0 | SCFH | R
G250 | PCC | 14000 | 1 | 7 | 0 | SCMH | R
400/100 | PCC | 400 | 1 | 7 | 0 | SCMH | T
200/80 | PCC | 8800 | 0.01 | 7 | 0 | SCFH | S
2500/250 | PCC | 88000 | 0.1 | 7 | 0 | SCFH | R
200/80 | PCC | 880 | 0.01 | 7 | 0 | SCFH | R
G400 | PCC | 20000 | 1 | 6 | 0 | SCMH | T
800/150 | PCC | 35 | 0.1 | 7 | 0 | SCFH | S
6400/400 | PCC | 160000 | 1 | 7 | 0 | SCMH | R
800/150 | PCC | 35000 | 0.01 | 7 | 0 | SCFH | R
6400/400 | PCC | 160000 | 1 | 7 | 0 | SCFH | T
4000/300 | PCC | 100000 | 1 | 7 | 0 | SCFH | L
200/80 | PCC | 5650 | 0.01 | 7 | 0 | SCFH | R
200/100 | PCC | 8800 | 1 | 7 | 0 | SCFH | T
D5.6 | PCC | 5600 | 0.01 | 8 | 0 | SCFH | S
400/100 | PCC | 14000 | 1 | 7 | 0 | SCFH | T
1600/200 | PCC | 56000 | 1 | 7 | 0 | SCFH | R
200/80 | PCC | 8800 | 1 | 7 | 0 | SCFH | R
G16 | PCC | 8800 | 1 | 4 | 0 | SCFH | Z
550/150 | PCC | 20000 | 0.1 | 7 | 0 | SCFH | Z
350/100 | PCC | 0 | 0.1 | 8 | 0 | SCFH | R
400/100 | PCC | 14000 | 1 | 7 | 0 | SCFH | R
4000/300 | PCC | 0 | 1 | 7 | 0 | SCFH | R
200/80 | PCC | 0 | 0.01 | 7 | 0 | SCFH | T
D56 | PCC | 56000 | 0.1 | 8 | 0 | SCFH | R
D88 | PCC | 88000 | 1 | 8 | 0 | SCFH | R
6400/400 | PCC | 230000 | 1 | 7 | 0 | 0 | T
400/100 | PCC | 14000 | 0.1 | 7 | 0 | 0 | T
G1600 | PCC | 88000 | 1 | 7 | 0 | 0 | R
G1000 | PCC | 56000 | 0.1 | 7 | 0 | 0 | R
G650 | PCC | 35000 | 0.1 | 7 | 0 | 0 | R
G400 | PCC | 20000 | 0.1 | 7 | 0 | 0 | R
G250 | PCC | 14000 | 0.1 | 7 | 0 | 0 | R
G160 | PCC | 8800 | 0.01 | 7 | 0 | 0 | R
G65 | PCC | 3500 | 0.01 | 8 | 0 | 0 | R
4000/300 | PCC | 100000 | 1 | 7 | 0 | 0 | R
D35 | PCC | 35000 | 0.1 | 8 | 0 | 0 | R
D20 | PCC | 20000 | 0.1 | 8 | 0 | 0 | R
D14 | PCC | 14000 | 0.1 | 8 | 0 | 0 | R
D8.8 | PCC | 8800 | 0.01 | 8 | 0 | 0 | R
2500/250 | PCC | 88000 | 1 | 7 | 0 | 0 | T
1600/200 | PCC | 56000 | 0.1 | 7 | 0 | 0 | T
800/200 | PCC | 35000 | 0.1 | 7 | 0 | 0 | T
800/150 | PCC | 35000 | 0.1 | 7 | 0 | 0 | T
400/150 | PCC | 14000 | 0.1 | 7 | 0 | 0 | T
200/100 | PCC | 8800 | 0.01 | 7 | 0 | 0 | T
200/80 | PCC | 8800 | 0.01 | 7 | 0 | 0 | T
D56 | PCC | 56000 | 0.1 | 7 | 0 | 0 | R
D35 | PCC | 35000 | 0.1 | 7 | 0 | 0 | R
D20 | PCC | 20000 | 0.1 | 7 | 0 | 0 | R
D14 | PCC | 14000 | 0.1 | 7 | 0 | 0 | R
D8.8 | PCC | 8800 | 0.01 | 7 | 0 | 0 | R
D5.6 | PCC | 5600 | 0.01 | 8 | 0 | 0 | R
D3.5 | PCC | 3500 | 0.01 | 8 | 0 | 0 | R
6400/400 | PCC | 160000 | 1 | 7 | 0 | 0 | R
2500/250 | PCC | 88000 | 1 | 7 | 0 | 0 | R
1600/200 | PCC | 56000 | 0.1 | 7 | 0 | 0 | R
800/150 | PCC | 35000 | 0.1 | 7 | 0 | 0 | R
550/150 | PCC | 20000 | 0.1 | 7 | 0 | 0 | R
400/100 | PCC | 14000 | 0.1 | 7 | 0 | 0 | R
350/100 | PCC | 12500 | 0.1 | 8 | 0 | 0 | R
200/80 | PCC | 8800 | 0.01 | 7 | 0 | 0 | R
100/50 | PCC | 3500 | 0.01 | 8 | 0 | 0 | R
D88 | PCC | 88000 | 1 | 7 | 0 | 0 | R
3200/300 | PCC | 140000 | 1 | 7 | 0 | 0 | T
400T/C | PE | 400 | 1 | 4 | 0 | 0 | L
350T/C | PE | 350 | 1 | 4 | 0 | 0 | L
3000T/C | PE | 3000 | 1 | 5 | 0 | 0 | L
1200T/C | PE | 1200 | 1 | 5 | 0 | 0 | L
700T/C | PE | 700 | 1 | 5 | 0 | 0 | L
6000T/C | PE | 6000 | 1 | 6 | 0 | 0 | L
MRR0300GD | ROM | 300 | 1 | 7 | 1 | SCMH | R
MRR1000GE | ROM | 1000 | 1 | 7 | 0 | SCMH | R
RG2000 | ROM | 23000 | 0.01 | 8 | 0 | SCFH | R
MRR0250GD | ROM | 250 | 1 | 7 | 0 | SCMH | R
MRR1000GE | ROM | 1000 | 1 | 7 | 1 | SCMH | R
ECM3000 | ROM | 3000 | 1 | 8 | 0 | SCFH | R
RG7000 | ROM | 11000 | 0.01 | 8 | 0 | SCFH | R
RM1500 | ROM | 800 | 0.01 | 8 | 0 | SCFH | R
MDA25 | ROM | 25 | 1 | 6 | 0 | SCMH | D
RM7000 | ROM | 7000 | 1 | 8 | 0 | SCFH | S
RG11000 | ROM | 5650 | 0.01 | 8 | 0 | SCFH | R
RM2000 | ROM | 2000 | 0.01 | 7 | 0 | SCFH | S
MRR0300GD | ROM | 300 | 1 | 7 | 0 | SCMH | R
RG11000 | ROM | 11000 | 1 | 8 | 0 | SCFH | S
11M | ROM | 300 | 1 | 7 | 0 | SCMH | R
RG3000 | ROM | 3530 | 0.1 | 8 | 0 | SCFH | R
RM3000 | ROM | 3000 | 1 | 8 | 0 | SCFH | R
RM7000 | ROM | 7000 | 0.01 | 8 | 0 | SCFH | S
RM1500 | ROM | 1500 | 1 | 6 | 0 | SCFH | S
RG5000 | ROM | 5650 | 1 | 8 | 0 | SCFH | R
RM2000 | ROM | 2000 | 0.1 | 8 | 0 | SCFH | R
RM11000 | ROM | 11000 | 1 | 8 | 0 | SCFH | R
RM11000 | ROM | 1600 | 1 | 7 | 0 | SCFH | R
RM1000 | ROM | 880 | 1 | 4 | 0 | SCFH | R
MRR0650GE | ROM | 650 | 1 | 7 | 1 | SCMH | R
MRR0300GD | ROM | 250 | 1 | 7 | 0 | SCMH | R
RM11000 | ROM | 11000 | 0.01 | 7 | 0 | SCFH | S
RG2000 | ROM | 2000 | 0.01 | 8 | 0 | SCFH | S
MRR0300GD | ROM | 300 | 1 | 7 | 0.1 | SCMH | R
RG11000 | ROM | 11000 | 0.01 | 8 | 0.1 | SCFH | R
RM11000 | ROM | 11000 | 0.01 | 7 | 0.01 | SCFH | R
G4 | ROM | 6 | 1 | 5 | 0 | SCMH | S
RG1500 | ROM | 1500 | 0.01 | 8 | 0.1 | SCFH | S
RG7000 | ROM | 8870 | 1 | 7 | 0 | SCMH | R
RG3000 | ROM | 3530 | 1 | 8 | 0 | SCFH | R
RG3000 | ROM | 212 | 1 | 4 | 0 | SCFH | S
RABOEG100 | ROM | 160 | 1 | 7 | 1 | SCMH | R
RM2000 | ROM | 57 | 0.01 | 8 | 0 | SCFH | S
MRR0300GD | ROM | 100 | 1 | 7 | 0 | SCMH | R
RG2000 | ROM | 2000 | 1 | 8 | 0 | SCFH | R
MRR0250GD | ROM | 250 | 1 | 7 | 1 | SCMH | R
ECM11000 | ROM | 1600 | 1 | 7 | 0 | SCMH | S
RG3000 | ROM | 3530 | 100 | 8 | 0 | SCFH | R
RABOG25 | ROM | 25 | 1 | 6 | 0 | SCMH | S
MRR0300GD | ROM | 300 | 1 | 7 | 0 | SCMH | S
RG1000 | ROM | 1000 | 0.01 | 8 | 0 | SCFH | S
MRR0250GC | ROM | 250 | 1 | 6 | 0 | SCMH | S
MRR0100GB | ROM | 100 | 1 | 6 | 10 | SCMH | R
MRR0100GB | ROM | 1 | 1 | 6 | 0 | SCMH | R
RABOG65 | ROM | 16 | 1 | 6 | 0 | SCMH | R
RG7000 | ROM | 5650 | 0.01 | 8 | 0 | SCFH | S
RM5000 | ROM | 5000 | 1 | 8 | 0 | SCFH | R
RM1000 | ROM | 1000 | 1 | 7 | 0 | SCFH | R
ECM11000 | ROM | 11000 | 1 | 8 | 0 | SCFH | R
RM3000 | ROM | 3000 | 0.01 | 8 | 0.1 | SCFH | R
RG16000 | ROM | 5650 | 1 | 7 | 0 | SCFH | R
RABOEG100 | ROM | 160 | 1 | 7 | 0 | SCMH | R
RABOG65 | ROM | 100 | 1 | 6 | 0 | SCMH | S
RG11000 | ROM | 11000 | 0.01 | 7 | 0 | SCFH | R
RG1000 | ROM | 883 | 0.01 | 8 | 0 | SCFH | R
RM7000 | ROM | 5650 | 0.01 | 8 | 0 | SCFH | R
RM7000 | ROM | 5650 | 0.01 | 7 | 0 | SCFH | R
RABOG25 | ROM | 40 | 1 | 6 | 0 | SCMH | S
RM1500 | ROM | 1500 | 0.01 | 8 | 0.1 | SCFH | R
RABOG40 | ROM | 65 | 1 | 6 | 0 | SCMH | S
RG1500 | ROM | 65 | 1 | 6 | 0 | SCMH | S
RABOG100 | ROM | 160 | 1 | 7 | 0 | SCFH | S
RG1500 | ROM | 1412 | 0.01 | 8 | 0 | SCFH | R
RM1000 | ROM | 883 | 0.01 | 8 | 0 | SCFH | R
RG7000 | ROM | 5650 | 0.01 | 8 | 0 | SCFH | R
RM16000 | ROM | 5650 | 1 | 7 | 0 | SCFH | R
MRR0650GE | ROM | 650 | 1 | 7 | 0 | SCMH | R
RM11000 | ROM | 11000 | 1 | 5 | 0 | SCMH | R
RM7000 | ROM | 7000 | 1 | 5 | 0 | SCMH | R
ECM11000 | ROM | 11000 | 0.01 | 8 | 0 | SCFH | S
RABOG100 | ROM | 160 | 1 | 7 | 1 | SCMH | R
RABOG100 | ROM | 160 | 1 | 7 | 0 | SCMH | R
RABOG250 | ROM | 400 | 1 | 7 | 0 | SCMH | R
RABOG65 | ROM | 100 | 1 | 6 | 10 | SCMH | R
RABOG65 | ROM | 100 | 1 | 6 | 0 | SCMH | R
G4 | ROM | 6 | 1 | 6 | 0 | SCFH | S
RABOEG65 | ROM | 100 | 1 | 6 | 0 | SCMH | R
RABOG250 | ROM | 400 | 1 | 7 | 1 | SCMH | R
RABOG40 | ROM | 65 | 1 | 6 | 0 | SCMH | R
U6 | ROM | 6 | 1 | 5 | 0 | SCMH | S
RG2000 | ROM | 65 | 1 | 6 | 0 | SCMH | R
RM7000 | ROM | 0 | 0.01 | 7 | 1 | SCFH | R
RG3000 | ROM | 100 | 1 | 6 | 0 | SCMH | R
RG5000 | ROM | 56000 | 0.1 | 7 | 0 | SCFH | R
RM5000 | ROM | 5000 | 0.01 | 7 | 0 | SCFH | S
RM3000 | ROM | 3000 | 0.01 | 8 | 0 | SCFH | S
RG11000 | ROM | 11000 | 1 | 6 | 0 | SCFH | R
RM3000 | ROM | 3000 | 0.01 | 7 | 0 | SCFH | S
D11 | ROM | 11000 | 0.1 | 9 | 0 | SCFH | R
RG2000 | ROM | 883 | 0.01 | 8 | 0 | SCFH | R
RM5000 | ROM | 5000 | 0.01 | 8 | 0 | SCFH | S
RG1500 | ROM | 1500 | 0.01 | 8 | 0 | SCFH | S
RM11000 | ROM | 11000 | 1 | 5 | 0 | SCFH | R
MDU25W | ROM | 25 | 1 | 6 | 0 | SCMH | S
RM7000 | ROM | 0 | 0.01 | 8 | 1 | SCFH | R
RG11000 | ROM | 11000 | 0.01 | 8 | 0 | SCFH | Z
RM1000 | ROM | 1000 | 1 | 8 | 0 | SCFH | R
RG5000 | ROM | 5650 | 0.01 | 8 | 0 | SCFH | S
RG7000 | ROM | 5651 | 0.01 | 8 | 0 | SCFH | R
RG1500 | ROM | 0 | 1 | 6 | 0 | SCFH | R
RG7000 | ROM | 8870 | 0.01 | 8 | 0 | SCFH | S
RG7000 | ROM | 8870 | 1 | 8 | 0 | SCFH | R
RG7000 | ROM | 0 | 0.01 | 8 | 0 | SCFH | R
ECM5000 | ROM | 5000 | 0.01 | 8 | 0 | SCFH | Z
RM2000 | ROM | 2000 | 1 | 8 | 0 | SCFH | R
RM3000 | ROM | 3530 | 0.01 | 8 | 0 | SCFH | R
RM7000 | ROM | 7000 | 0.01 | 7 | 0 | SCFH | S
RG11000 | ROM | 6 | 0.01 | 8 | 0 | SCFH | R
RM5000 | ROM | 5650 | 0.01 | 8 | 0 | SCFH | R
RG2000 | ROM | 2300 | 1 | 6 | 0 | SCFH | R
RG5000 | ROM | 5650 | 1 | 6 | 0 | SCFH | R
RG3000 | ROM | 3530 | 1 | 6 | 0 | SCFH | R
RG7000 | ROM | 8870 | 0.01 | 8 | 0 | SCFH | Z
RM7000 | ROM | 7000 | 1 | 5 | 0 | SCFH | R
RM3000 | ROM | 3000 | 1 | 7 | 0 | SCFH | R
RM16000 | ROM | 0 | 1 | 7 | 0 | SCFH | R
RG5000 | ROM | 883 | 0.01 | 8 | 0 | SCFH | R
RM5000 | ROM | 5000 | 1 | 7 | 0 | SCFH | R
MRR0160GC | ROM | 160 | 1 | 7 | 0 | SCMH | S
RG7000 | ROM | 7000 | 0.01 | 8 | 0 | SCFH | R
RM2000 | ROM | 2000 | 0.01 | 8 | 0 | SCFH | S
RG3000 | ROM | 3000 | 0.01 | 8 | 0 | SCFH | R
RG3000 | ROM | 3530 | 0.01 | 8 | 0 | SCFH | Z
RM11000 | ROM | 11000 | 0.01 | 7 | 0 | SCFH | Z
RG3000 | ROM | 883 | 0.01 | 8 | 0 | SCFH | R
RM3000 | ROM | 0 | 0.01 | 8 | 0 | SCFH | R
RG2000 | ROM | 2300 | 0.01 | 8 | 0 | SCFH | R
G40 | ROM | 65 | 1 | 6 | 0 | SCMH | S
G250 | ROM | 400 | 1 | 7 | 0 | SCMH | R
MRR0650GD | ROM | 650 | 1 | 7 | 0 | SCMH | R
MRR0400GD | ROM | 400 | 1 | 7 | 0 | SCMH | R
MRR0250GC | ROM | 250 | 1 | 7 | 0 | SCMH | R
MRR0160GC | ROM | 160 | 1 | 7 | 0 | SCMH | R
MRR0100GB | ROM | 100 | 1 | 6 | 0 | SCMH | R
MRR0065GB | ROM | 65 | 1 | 6 | 0 | SCMH | R
MRR0040GA | ROM | 40 | 1 | 6 | 0 | SCMH | R
MRR0025GA | ROM | 25 | 1 | 6 | 0 | SCMH | R
RM1000 | ROM | 1000 | 0.01 | 8 | 0 | 0 | R
RM7000 | ROM | 7000 | 0.01 | 8 | 0 | 0 | R
RM11000 | ROM | 11000 | 0.01 | 7 | 0 | 0 | R
RM7000 | ROM | 7000 | 0.01 | 7 | 0 | 0 | R
RM3000 | ROM | 3000 | 0.01 | 7 | 0 | 0 | R
RM2000 | ROM | 2000 | 0.01 | 7 | 0 | 0 | R
RM1500 | ROM | 1500 | 0.01 | 7 | 0 | 0 | R
RM1000 | ROM | 1000 | 0.01 | 7 | 0 | 0 | R
ECM16000 | ROM | 16000 | 1 | 7 | 0 | 0 | R
ECM11000 | ROM | 11000 | 0.01 | 8 | 0 | 0 | R
ECM7000 | ROM | 7000 | 0.01 | 8 | 0 | 0 | R
ECM5000 | ROM | 5000 | 0.01 | 8 | 0 | 0 | R
ECM3000 | ROM | 3000 | 0.01 | 8 | 0 | 0 | R
ECM2000 | ROM | 2000 | 0.01 | 8 | 0 | 0 | R
RG11000 | ROM | 11000 | 0.01 | 8 | 0 | 0 | R
RG2000 | ROM | 2000 | 0.01 | 8 | 0 | 0 | R
RM2000 | ROM | 2000 | 0.01 | 8 | 0 | 0 | R
RM11000 | ROM | 11000 | 0.01 | 8 | 0 | 0 | R
RM5000 | ROM | 5000 | 0.01 | 7 | 0 | 0 | R
RM16000 | ROM | 16000 | 1 | 7 | 0 | 0 | R
RG16000 | ROM | 16000 | 1 | 7 | 0 | 0 | R
RG7000 | ROM | 8870 | 0.01 | 8 | 0 | 0 | R
RG5000 | ROM | 5650 | 0.01 | 8 | 0 | 0 | R
RG3000 | ROM | 3530 | 0.01 | 8 | 0 | 0 | R
RG1500 | ROM | 1500 | 0.01 | 8 | 0 | 0 | R
RG1000 | ROM | 1000 | 0.01 | 8 | 0 | 0 | R
RM5000 | ROM | 5000 | 0.01 | 8 | 0 | 0 | R
RM3000 | ROM | 3000 | 0.01 | 8 | 0 | 0 | R
RM1500 | ROM | 1500 | 0.01 | 8 | 0 | 0 | R
ETX6 | RPB | 6 | 1 | 5 | 0 | SCMH | U
U6 | SGR | 6 | 1 | 5 | 0 | SCMH | S
ETUG | SGR | 6 | 1 | 5 | 0 | SCMH | S
G4 | SGR | 0 | 1 | 5 | 0 | SCMH | Z
SG4 | SGR | 6 | 1 | 5 | 0 | SCMH | U
ETX6 | SM | 6 | 1 | 5 | 0 | SCMH | U
400T/C | SM | 400 | 1 | 4 | 0 | SCFH | L
U6 | SM | 6 | 1 | 5 | 0 | SCMH | S
BK G16 | SM | 25 | 1 | 6 | 0 | SCMH | D
100T/C | SM | 100 | 1 | 4 | 0 | SCFH | L
EG4V10 | SM | 6 | 1 | 5 | 0 | SCMH | S
U6 | SM | 212 | 1 | 4 | 0 | SCFH | D
200T/C | SM | 200 | 1 | 4 | 0 | SCFH | L
U6 | SM | 212 | 1 | 4 | 0 | SCFH | S
100T/C | SM | 100 | 1 | 4 | 0 | SCFH | Z
BK G16 | SP | 25 | 1 | 6 | 0 | SCMH | D
200T/C | SP | 200 | 1 | 4 | 0 | 0 | L
100T/C | SP | 100 | 1 | 4 | 0 | 0 | L
U16 | TG | 400 | 1 | 4 | 0 | SCFH | S
700T/C | TG | 700 | 1 | 5 | 0 | SCMH | D
100T/C | TG | 100 | 0.01 | 4 | 0 | SCFH | L
700T/C | TG | 700 | 1 | 4 | 0 | SCFH | L
200T/C | TG | 0 | 1 | 4 | 0 | SCFH | Z
700T/C | TG | 700 | 1 | 5 | 0 | SCFH | S
400T/C | TG | 400 | 1 | 4 | 0 | SCFH | S
U6 | TG | 212 | 1 | 4 | 0 | SCFH | L
400T/C | TG | 400 | 1 | 4 | 0 | 0 | L
350T/C | TG | 350 | 1 | 4 | 0 | 0 | L
3000T/C | TG | 3000 | 1 | 5 | 0 | 0 | L
200T/C | TG | 200 | 1 | 4 | 0 | 0 | L
1800T/C | TG | 1800 | 1 | 5 | 0 | 0 | L
1200T/C | TG | 1200 | 1 | 5 | 0 | 0 | L
700T/C | TG | 700 | 1 | 5 | 0 | 0 | L
100T/C | TG | 100 | 1 | 4 | 0 | 0 | L
6000T/C | TG | 6000 | 1 | 6 | 0 | 0 | L
200T/C | VAN | 200 | 1 | 5 | 0 | SCMH | L
400T/C | VAN | 400 | 1 | 4 | 0 | 0 | L
3000T/C | VAN | 3000 | 1 | 5 | 0 | 0 | L
200T/C | VAN | 200 | 1 | 4 | 0 | 0 | L
1800T/C | VAN | 1800 | 1 | 5 | 0 | 0 | L
1200T/C | VAN | 1200 | 1 | 5 | 0 | 0 | L
700T/C | VAN | 700 | 1 | 5 | 0 | 0 | L
U6 | WBC | 212 | 1 | 4 | 0 | SCFH | S
200T/C | WBC | 200 | 1 | 4 | 0 | 0 | L
100T/C | WBC | 100 | 1 | 4 | 0 | 0 | L
U6 R5 | WLK | 0 | 1 | 4 | 0 | SCFH | Z
U6 | WLK | 212 | 1 | 5 | 0 | SCFH | S
U6 | WLK | 212 | 1 | 4 | 0 | SCFH | D
U6 | WLK | 212 | 1 | 4 | 0 | SCFH | S
U6 | WLN | 212 | 1 | 4 | 0 | SCFH | L
U6 | WLN | 0 | 1 | 5 | 0 | SCFH | Z
EG4V10 | WLN | 6 | 1 | 5 | 0 | SCMH | S
G4SC | WLN | 212 | 1 | 5 | 0 | SCMH | S
G4 | WLN | 6 | 1 | 5 | 0 | SCMH | U
G4 | WLN | 6 | 1 | 5 | 0 | SCMH | Z
G4 | WLN | 6 | 1 | 5 | 0 | SCMH | S
U6 | WLN | 0 | 1 | 5 | 0 | SCMH | S
U6 | WLN | 212 | 0.1 | 4 | 0 | SCFH | L
U6 | WLN | 212 | 1 | 4 | 0 | SCFH | S
U6 | WLN | 212 | 1 | 4 | 1 | SCFH | D
U6 | WLN | 212 | 1 | 4 | 0 | SCFH | D
U6 | WLN | 212 | 0.1 | 4 | 0 | SCFH | S
200T/C | WLY | 1200 | 1 | 4 | 0 | SCFH | L
1200T/C | WLY | 1200 | 1 | 5 | 0 | SCFH | S
G4 | WLY | 6 | 1 | 5 | 0 | SCMH | D
3000T/C | WLY | 3000 | 1 | 5 | 0 | SCFH | S
1800T/C | WLY | 1800 | 1 | 5 | 0 | 0 | L
400T/C | WLY | 400 | 1 | 4 | 0 | 0 | L
350T/C | WLY | 350 | 1 | 4 | 0 | 0 | L
200T/C | WLY | 200 | 1 | 4 | 0 | 0 | L
100T/C | WLY | 100 | 1 | 4 | 0 | 0 | L
1200T/C | WLY | 1200 | 1 | 5 | 0 | 0 | L
3000T/C | WLY | 3000 | 1 | 5 | 0 | 0 | L
700T/C | WLY | 700 | 1 | 5 | 0 | 0 | L
METKR | MTK | 6 | 1 | 5 | 0 | SCMH | S
G16 | MTK | 25 | 1 | 6 | 0 | SCMH | S
U6 | AGS | 6 | 1 | 5 | 0 | SCMH | S
U6 | AGS | 6 | 1 | 4 | 0 | SCFH | S
G4 | AGS | 6 | 1 | 5 | 0 | SCMH | S
U6 R5 | AM | 0 | 1 | 5 | 0 | SCMH | S
G4 | AM | 6 | 1 | 5 | 0 | SCMH | U
U6 | AM | 0 | 1 | 5 | 0 | SCMH | S
G4 | AM | 6 | 1 | 4 | 0 | SCFH | Z
ETX6 | AM | 6 | 1 | 5 | 0 | SCMH | S
G4 | AM | 6 | 1 | 5 | 0 | SCMH | S
200T/C | AM | 60 | 1 | 4 | 0 | SCFH | L
400T/C | AM | 400 | 1 | 4 | 0 | 0 | L
350T/C | AM | 350 | 1 | 4 | 0 | 0 | L
200T/C | AM | 200 | 1 | 4 | 0 | 0 | L
1200T/C | AM | 1200 | 1 | 5 | 0 | 0 | L
700T/C | AM | 700 | 1 | 5 | 0 | 0 | L
100T/C | AM | 100 | 1 | 4 | 0 | 0 | L
1200T/C | AS | 1200 | 1 | 5 | 0 | 0 | L
G4 | BW | 16 | 0.01 | 6 | 0 | SCFH | S
1200T/C | BW | 1200 | 1 | 5 | 0 | SCMH | L
1200T/C | BW | 1200 | 1 | 5 | 0 | SCFH | L
METLG210 | AMC | 6 | 1 | 5 | 0 | SCMH | U
G4 | AMC | 6 | 1 | 5 | 0 | SCMH | S
U65 | DEL | 3530 | 1 | 6 | 0 | SCMH | S
U25 | DEL | 25 | 1 | 6 | 0 | SCMH | S
38M125 | DEL | 38000 | 1 | 6 | 0 | SCFH | Z
MRA100B | DEL | 3530 | 1 | 7 | 0 | SCMH | R
D5.6 | DEL | 5600 | 0.01 | 8 | 0 | SCFH | R
D3 | DEL | 3000 | 0.01 | 8 | 0 | SCFH | R
MRA300D | DEL | 300 | 1 | 8 | 0 | SCMH | R
D3 | DEL | 3000 | 0.1 | 8 | 0 | SCFH | R
MRD0160B4C | DGM | 160 | 1 | 7 | 0 | SCMH | R
MRD0040B4B | DR | 1 | 1 | 6 | 0 | SCMH | S
11M125 | DR | 0 | 1 | 4 | 0 | SCFH | Z
U25 | DR | 25 | 1 | 5 | 0 | SCFH | D
MTD00250VD | DR | 250 | 1 | 7 | 1 | SCMH | T
MTD04000CG | DR | 4000 | 1 | 8 | 0 | SCMH | T
MTD01000CD | DR | 1000 | 1 | 7 | 0 | SCMH | T
MRD0250C1C | DR | 250 | 1 | 7 | 0 | SCMH | S
MRD0100B4P | DR | 100 | 1 | 6 | 0 | SCMH | Z
MRD1600B4F | DR | 160 | 1 | 8 | 0 | SCMH | S
BK G10 | DR | 16 | 1 | 6 | 0 | SCMH | S
MTD00650VE | DR | 650 | 1 | 7 | 0 | SCMH | R
MDA16 | DR | 60 | 1 | 6 | 0 | SCMH | S
U16 | DR | 16 | 1 | 6 | 0 | SCMH | S
MRA300D | DR | 300 | 1 | 8 | 0 | SCMH | R
MRD0100B4B | DR | 40 | 1 | 6 | 0 | SCMH | S
MRD1075B4E | DR | 1075 | 1 | 7 | 0.01 | SCMH | R
D3.5 | DR | 3500 | 1 | 8 | 0 | SCFH | S
MRD0650B4E | DR | 141.5 | 1 | 7 | 0 | SCMH | R
MRD0450B4D | DR | 450 | 1 | 7 | 0.1 | SCMH | R
MRD1600B4F | DR | 1600 | 1 | 8 | 0.01 | SCMH | R
MRD0450B4D | DR | 400 | 1 | 7 | 0 | SCMH | S
MRD0200A1Q | DR | 5000 | 1 | 6 | 0 | SCMH | R
MRD0450B4D | DR | 450 | 1 | 7 | 0.1 | SCMH | S
3M125 | DR | 38000 | 1 | 5 | 0 | SCFH | S
MRD0100B4B | DR | 100 | 1 | 6 | 0.01 | SCMH | R
MRD0250B4C | DR | 250 | 1 | 7 | 0.01 | SCMH | R
15CT | DR | 1500 | 1 | 6 | 0.01 | SCFH | R
2MT | DR | 2000 | 1 | 6 | 0.01 | SCFH | R
8CT | DR | 800 | 1 | 6 | 0.01 | SCFH | R
MRD0310B4D | DR | 310 | 1 | 7 | 0 | SCMH | T
MRD0310B4D | DR | 310 | 1 | 7 | 0.01 | SCMH | R
MTD01000VF | DR | 1000 | 1 | 8 | 0 | SCMH | R
MDK25 | DR | 25 | 1 | 7 | 0 | SCMH | S
3M125 | DR | 30000 | 1 | 5 | 0 | SCFH | S
MRD0400C1D | DR | 400 | 1 | 7 | 0 | SCMH | R
MRD0250B4C | DR | 250 | 1 | 7 | 0 | SCMH | T
16M125 | DR | 16000 | 1 | 4 | 0 | SCFH | R
MRD0160B4C | DR | 160 | 1 | 7 | 0 | SCMH | T
BK G65 | DR | 65 | 1 | 6 | 0 | SCMH | S
9M | DR | 250 | 1 | 7 | 0 | SCMH | S
MRA650E | DR | 23000 | 1 | 7 | 0 | SCMH | R
MTD00650CD | DR | 650 | 1 | 7 | 0 | SCMH | T
MTD00650VE | DR | 650 | 1 | 7 | 0 | SCMH | S
MRD0650B4D | DR | 250 | 1 | 7 | 0 | SCMH | R
MRD0650B4E | DR | 650 | 1 | 7 | 0 | SCMH | T
MDA65 | DR | 6 | 1 | 7 | 0 | SCMH | S
MTD01000VE | DR | 1000 | 1 | 7 | 1 | SCMH | T
9M | DR | 250 | 1 | 7 | 0 | SCMH | R
G4 | DR | 0 | 1 | 5 | 0 | SCMH | S
MRD0100B4B | DR | 6 | 1 | 6 | 0 | SCMH | R
MTD00250CD | DR | 250 | 1 | 7 | 0 | SCMH | R
9M | DR | 250 | 1 | 7 | 0.1 | SCMH | R
MTD02500VG | DR | 2500 | 1 | 8 | 0.1 | SCMH | T
MRD0065B4B | DR | 65 | 1 | 6 | 0.1 | SCMH | S
MTD01600VG | DR | 1600 | 1 | 8 | 0.1 | SCMH | T
MTD00650CE | DR | 650 | 1 | 7 | 0 | SCMH | T
MRD0310B4R | DR | 310 | 1 | 7 | 0 | SCMH | R
MRD0160B4C | DR | 160 | 1 | 7 | 0.1 | SCMH | R
MRD0310B4D | DR | 310 | 1 | 7 | 0.1 | SCMH | R
MTD00650VE | DR | 650 | 1 | 7 | 1 | SCMH | T
MRD1600B4F | DR | 1600 | 1 | 8 | 10 | SCMH | R
MRD1075A1E | DR | 1075 | 1 | 7 | 0 | SCMH | R
MRD0250C1C | DR | 250 | 1 | 7 | 0 | SCMH | R
MTD04000VG | DR | 4000 | 1 | 8 | 0.1 | SCMH | T
MTD02500VF | DR | 2500 | 1 | 8 | 0.1 | SCMH | T
MRD0650B4E | DR | 650 | 1 | 7 | 0.01 | SCMH | R
MRD0450B4D | DR | 16300 | 1 | 7 | 0 | SCMH | R
MTD01600VE | DR | 1600 | 10 | 8 | 0 | SCMH | T
MTD02500VF | DR | 250 | 1 | 7 | 0 | SCMH | S
MTD04000CF | DR | 4000 | 1 | 8 | 0 | SCMH | T
MRD0160B4C | DR | 160 | 1 | 7 | 0.01 | SCMH | R
16M | DR | 450 | 1 | 7 | 0 | SCMH | S
MRD0650B4E | DR | 160 | 1 | 7 | 0 | SCMH | R
8C125 | DR | 212 | 1 | 5 | 0 | SCFH | D
MTD04000CH | DR | 4000 | 1 | 8 | 0 | SCMH | T
MRD0650B4D | DR | 65 | 1 | 7 | 0 | SCMH | S
MTD02500CF | DR | 2500 | 1 | 8 | 0 | SCMH | T
U65 | DR | 65 | 1 | 6 | 0 | SCMH | R
MRD0450B4D | DR | 250 | 1 | 7 | 0 | SCMH | R
MTD01600CE | DR | 1600 | 1 | 8 | 0 | SCMH | T
38MT | DR | 38000 | 1 | 7 | 0 | SCFH | S
7M125 | DR | 7000 | 1 | 5 | 0 | SCMH | R
MTD02500CE | DR | 2500 | 1 | 8 | 0 | SCMH | T
MRD0450B4D | DR | 16 | 1 | 7 | 0 | SCMH | S
MRD0160B4Q | DR | 160 | 1 | 7 | 0 | SCMH | R
MRD0040B4B | DR | 100 | 1 | 6 | 0 | SCMH | R
MRD0040B4M | DR | 40 | 1 | 6 | 0 | SCMH | R
MRD0450B4D | DR | 16 | 1 | 7 | 0 | SCMH | R
MDA65 | DR | 650 | 1 | 7 | 0 | SCMH | R
MRD1600B4F | DR | 16000 | 1 | 8 | 0 | SCMH | R
MRD0650B4E | DR | 650 | 1 | 6 | 0 | SCMH | R
MRD0650B4E | DR | 650 | 1 | 9 | 0 | SCMH | R
MTA1600TE | DR | 1600 | 1 | 8 | 0 | SCMH | T
MTD02500VF | DR | 2500 | 1 | 8 | 0 | SCMH | S
MRD1600B4F | DR | 1600 | 1 | 8 | 0 | SCMH | T
MTD00650VD | DR | 650 | 1 | 7 | 1 | SCMH | T
MTA4000TG | DR | 4000 | 1 | 9 | 0 | SCMH | T
MTD01000CE | DR | 1000 | 1 | 7 | 0 | SCMH | T
MRD0450B4R | DR | 450 | 1 | 7 | 0 | SCMH | R
5M125 | DR | 5000 | 1 | 5 | 0 | SCMH | R
MRD1075B4E | DR | 1075 | 1 | 7 | 0 | SCMH | T
MRD0310B4D | DR | 31 | 1 | 7 | 0 | SCMH | S
8C125 | DR | 800 | 100 | 4 | 0 | SCFH | R
11M125 | DR | 11000 | 0.1 | 5 | 0 | SCFH | R
MRD0650B4D | DR | 650 | 1 | 7 | 1 | SCMH | R
G4 | DR | 0 | 1 | 5 | 0 | SCMH | Z
MRD0100B4B | DR | 100 | 1 | 7 | 0 | SCMH | R
D3.5 | DR | 3500 | 0.01 | 8 | 0 | SCFH | S
RABOG65 | DR | 100 | 1 | 6 | 10 | SCMH | R
11M125 | DR | 310 | 1 | 6 | 0 | SCMH | R
U100 | DR | 100 | 1 | 6 | 0 | SCMH | D
MTD02500VN | DR | 2500 | 1 | 8 | 0 | SCMH | T
MTD00250VD | DR | 250 | 1 | 7 | 0 | SCMH | S
11M | DR | 11000 | 1 | 5 | 0 | SCFH | S
G4 | DR | 6 | 1 | 5 | 0 | SCMH | D
MRD0250B4C | DR | 250 | 1 | 7 | 0.1 | SCMH | R
MRD1075B4E | DR | 650 | 1 | 7 | 0 | SCMH | S
MRD0650B4E | DR | 11000 | 1 | 7 | 0 | SCMH | R
MRD2885A1O | DR | 2885 | 1 | 7 | 0.1 | SCMH | R
16M125 | DR | 5650 | 1 | 6 | 0 | SCFH | R
MRD2885A1O | DR | 6500 | 1 | 7 | 0 | SCMH | R
56M125 | DR | 56000 | 1 | 8 | 0 | SCFH | T
MRD0085A1P | DR | 85 | 1 | 5 | 0 | SCFH | S
23MT | DR | 23000 | 0.1 | 8 | 0 | SCFH | S
MRD0650B4E | DR | 650 | 1 | 5 | 0 | SCMH | R
MRD0250B4C | DR | 250 | 1 | 5 | 0 | SCMH | R
7M125 | DR | 6 | 1 | 5 | 0 | SCMH | R
MRD1075B4E | DR | 1075 | 1 | 8 | 0 | SCMH | R
MRD0450B4D | DR | 4550 | 1 | 7 | 0 | SCMH | R
BK G40 | DR | 65 | 1 | 6 | 0 | SCMH | S
1.5M125 | DR | 6 | 1 | 5 | 0 | SCMH | S
MTD01600VF | DR | 1500 | 1 | 8 | 0 | SCMH | T
MTD00400VC | DR | 400 | 1 | 7 | 0 | SCMH | T
MRD0310B4D | DR | 31000 | 1 | 7 | 0 | SCMH | R
MRD0141A1Q | DR | 0 | 1 | 6 | 1 | SCMH | R
MTD04000VH | DR | 4000 | 1 | 8 | 0.1 | SCMH | T
MRD0310B4D | DR | 310 | 1 | 7 | 0.1 | SCMH | S
MRD0450B4D | DR | 450 | 1 | 6 | 0 | SCMH | R
MRD0450A1R | DR | 450 | 1 | 7 | 0 | SCMH | R
MRD0100B4B | DR | 100 | 1 | 6 | 0 | SCMH | D
7M125 | DR | 7000 | 1 | 7 | 0 | SCMH | R
MRA650E | DR | 650 | 1 | 6 | 0 | SCMH | R
MRD0065C1M | DR | 65 | 1 | 6 | 0 | SCMH | R
MTD01000VE | DR | 100 | 1 | 7 | 0 | SCMH | T
MRD0100B4B | DR | 100 | 10 | 6 | 0 | SCFH | S
MRD0250B4C | DR | 25 | 1 | 7 | 0 | SCMH | Z
MRD1585A1N | DR | 1075 | 1 | 7 | 0 | SCMH | S
MRD0022A1M | DR | 23 | 1 | 6 | 0 | SCMH | S
16MT | DR | 16000 | 100 | 7 | 0 | SCFH | R
MRD0100B4B | DR | 100 | 1 | 6 | 0 | SCFH | R
MRD0085A1B | DR | 6 | 1 | 5 | 0 | SCMH | U
U6 | DR | 102000 | 1 | 6 | 0 | SCFH | R
MRD0310B4D | DR | 310 | 1 | 5 | 0 | SCMH | R
MTD06500VJ | DR | 6500 | 1 | 8 | 0.1 | SCMH | T
MTD01600CE | DR | 1600 | 1 | 8 | 0.1 | SCMH | T
11M125 | DR | 110000 | 1 | 5 | 0 | SCFH | R
MTD04000CF | DR | 4000 | 1 | 8 | 0 | SCMH | R
MRD2885A1O | DR | 2885 | 1 | 5 | 0 | SCMH | R
MTD00400VD | DR | 400 | 1 | 7 | 1 | SCMH | T
MRD0100B4B | DR | 6 | 1 | 6 | 0 | SCMH | S
MRD1075B4E | DR | 160 | 1 | 7 | 0 | SCMH | S
MRD0040C1M | DR | 40 | 1 | 6 | 0 | SCMH | R
23MT | DR | 23000 | 1 | 7 | 0 | SCMH | R
MRD0141A1Q | DR | 141.5 | 1 | 6 | 0 | SCMH | T
3M125 | DR | 3 | 1 | 5 | 0 | SCFH | R
5M125 | DR | 5 | 1 | 5 | 0 | SCFH | R
MRD0450A1R | DR | 450 | 1 | 8 | 0 | SCMH | R
MTD01600VF | DR | 1600 | 1 | 8 | 0.1 | SCMH | T
MDK16 | DR | 16 | 1 | 6 | 0 | SCMH | S
RM11000 | DR | 310 | 1 | 7 | 0 | SCMH | R
7M125 | DR | 5 | 1 | 5 | 0 | SCMH | S
5M125 | DR | 5 | 1 | 4 | 0 | SCFH | R
MDA100 | DR | 6 | 1 | 5 | 0 | SCMH | S
RABOEG65 | DR | 3000 | 1 | 6 | 0 | SCMH | R
MRD0025C1M | DR | 25 | 1 | 6 | 0 | SCMH | R
RG250 | DR | 400 | 1 | 8 | 0 | SCMH | R
MTA1000F | DR | 650 | 1 | 8 | 0 | SCMH | T
11M | DR | 390 | 1 | 7 | 0 | SCMH | R
MRD0450B4D | DR | 3700 | 1 | 7 | 0 | SCMH | R
MTD01600CF | DR | 1600 | 1 | 8 | 0 | SCMH | S
MRD0310A1R | DR | 0 | 1 | 6 | 1 | SCMH | R
MTD02500VG | DR | 0 | 1 | 8 | 0 | SCMH | T
MRD0310A1R | DR | 10912 | 1 | 6 | 0 | SCMH | R
MRD1075B4E | DR | 1075 | 1 | 7 | 0 | SCFH | R
G40 | DR | 65 | 1 | 6 | 10 | SCMH | R
MRD1075B4E | DR | 16 | 1 | 7 | 0 | SCMH | S
MRD0250B4C | DR | 40 | 1 | 7 | 0 | SCMH | S
1.5M125 | DR | 1500 | 1 | 5 | 0 | SCMH | S
MDA25 | DR | 25 | 1 | 7 | 0 | SCMH | R
MDA40 | DR | 40 | 1 | 6 | 0 | SCMH | S
8C125 | DR | 883 | 1 | 5 | 0 | SCFH | R
MRD0160B4C | DR | 160 | 1 | 7 | 1 | SCMH | S
MTD00400VC | DR | 4000 | 10 | 7 | 0 | SCMH | S
23M125 | DR | 2300 | 1 | 6 | 0 | SCMH | S
MRD0450B4D | DR | 450 | 1 | 5 | 0 | SCMH | R
MTD01600CF | DR | 1600 | 1 | 8 | 0 | SCMH | T
MRR0650GD | DR | 650 | 1 | 7 | 0 | SCMH | R
MRD1600B4F | DR | 16 | 1 | 8 | 0 | SCMH | R
MRA300D | DR | 0 | 1 | 8 | 0 | SCMH | R
23M125 | DR | 23000 | 100 | 6 | 0 | SCMH | R
MTD00250VD | DR | 250 | 1 | 7 | 0 | SCFH | S
MTD01000CF | DR | 1000 | 1 | 8 | 0 | SCMH | T
5MT | DR | 5650 | 1 | 6 | 0 | SCFH | R
1.5M125 | DR | 1412 | 1 | 5 | 0 | SCFH | R
16M125 | DR | 16 | 1 | 6 | 0 | SCFH | R
MTD00160CB | DR | 160 | 1 | 6 | 0 | SCMH | T
RG160 | DR | 8800 | 1 | 6 | 0 | SCMH | R
310 | DR | 7500 | 1 | 7 | 0 | SCMH | R
MRD0160B4C | DR | 16 | 1 | 7 | 0 | SCMH | R
RABOG100 | DR | 160 | 1 | 7 | 0 | SCMH | R
MTD00650VD | DR | 650 | 1 | 7 | 0 | SCMH | R
5M125 | DR | 565 | 1 | 6 | 0 | SCFH | R
38M125 | DR | 212 | 1 | 6 | 0 | SCFH | R
23M125 | DR | 23000 | 1 | 6 | 0 | SCMH | R
MTA4000TH | DR | 4000 | 1 | 8 | 0 | SCMH | T
BK G10 | DR | 16 | 1 | 6 | 0.1 | SCMH | S
MRD0250B4D | DR | 650 | 1 | 7 | 0 | SCMH | R
3MT | DR | 3530 | 1 | 6 | 0 | SCFH | R
MTD02500VF | DR | 0 | 1 | 8 | 0 | SCMH | S
5M125 | DR | 565 | 1 | 5 | 0 | SCFH | S
MRD0450B4D | DR | 6 | 1 | 6 | 0 | SCMH | S
MRD0160B4C | DR | 160 | 1 | 7 | 0 | SCMH | Z
MRD0200A1C | DR | 0 | 1 | 6 | 0 | SCMH | R
MRD0310B4D | DR | 16 | 1 | 7 | 0 | SCMH | R
MRD0450B4D | DR | 450 | 1 | 7 | 1 | SCMH | S
MRD0065B4B | DR | 65 | 1 | 6 | 0.1 | SCMH | R
MTD00100CB | DR | 100 | 1 | 6 | 0 | SCMH | T
MRD0250B4Q | DR | 250 | 1 | 7 | 0 | SCMH | R
MRD0250B4C | DR | 7000 | 1 | 7 | 0 | SCMH | S
RABOEG250 | DR | 25 | 1 | 7 | 0 | SCMH | R
RABOG100 | DR | 160 | 1 | 7 | 0 | SCMH | S
MRD0310A1R | DR | 11000 | 0.1 | 6 | 0 | SCFH | R
11M125 | DR | 10982 | 1 | 5 | 0 | SCFH | R
16M125 | DR | 5650 | 1 | 6 | 0 | SCFH | Z
G65 | DR | 100 | 1 | 6 | 0 | SCMH | S
MRD0040B4B | DR | 40 | 0.01 | 6 | 0 | SCFH | S
MRD0450B4D | DR | 450 | 1 | 7 | 0 | SCMH | T
MTD00650VD | DR | 650 | 1 | 7 | 0 | SCMH | S
7M125 | DR | 5650 | 1 | 5 | 0 | SCFH | R
5M125 | DR | 5650 | 1 | 5 | 0 | SCFH | R
23M125 | DR | 5650 | 1 | 6 | 0 | SCFH | R
11M125 | DR | 5650 | 1 | 5 | 0 | SCFH | R
MTD01600VE | DR | 1600 | 1 | 8 | 0.1 | SCMH | T
MRD01600CG | DR | 1600 | 1 | 8 | 0 | SCMH | T
3M125 | DR | 3000 | 1 | 6 | 0 | SCMH | Z
MRD1075B4E | DR | 100 | 1 | 7 | 0 | SCMH | R
MRD0250B4C | DR | 250 | 1 | 7 | 0 | SCMH | D
MRD0100B4B | DR | 1 | 1 | 6 | 0 | SCMH | S
MRD0160B4C | DR | 1 | 1 | 7 | 0 | SCMH | S
MTD06500CH | DR | 6500 | 1 | 8 | 0 | SCMH | T
MRD0025B4B | DR | 25 | 1 | 6 | 0 | SCFH | R
3M125 | DR | 3530 | 1 | 5 | 0 | SCFH | R
23MT | DR | 23000 | 1 | 7 | 0 | SCFH | S
RABOG25 | DR | 40 | 1 | 6 | 0 | SCMH | R
RABOG250 | DR | 400 | 1 | 7 | 1 | SCMH | R
RABOG250 | DR | 400 | 1 | 7 | 0 | SCMH | R
RABOG65 | DR | 100 | 1 | 6 | 0 | SCMH | R
MRD0022A1M | DR | 22 | 1 | 6 | 0 | SCMH | R
RABOG100 | DR | 160 | 1 | 7 | 1 | SCMH | R
MRD0650B4D | DR | 65 | 1 | 7 | 0 | SCMH | R
MRD0310B4D | DR | 310 | 1 | 7 | 0.01 | SCMH | S
MRD0250B4D | DR | 250 | 1 | 7 | 0.1 | SCMH | R
MRD1075B4E | DR | 1075 | 1 | 7 | 0.1 | SCMH | R
MDK100 | DR | 100 | 1 | 6 | 0 | SCMH | S
MRD0085A1P | DR | 0 | 1 | 5 | 0 | SCMH | Z
38M | DR | 65 | 1 | 7 | 0 | SCMH | R
RABOG250 | DR | 400 | 1 | 7 | 0 | SCMH | S
RABOEG65 | DR | 100 | 1 | 6 | 0 | SCMH | R
MRD0100B4B | DR | 100 | 1 | 6 | 10 | SCMH | R
RABOG65 | DR | 100 | 1 | 6 | 0 | SCMH | S
MRD0040B4B | DR | 3000 | 1 | 6 | 0 | SCMH | R
MRD0250B4D | DR | 0 | 1 | 7 | 0 | SCMH | S
16M | DR | 16 | 1 | 7 | 0 | SCMH | S
MTD00250VC | DR | 1075 | 1 | 7 | 0 | SCMH | T
7M125 | DR | 7 | 1 | 5 | 0 | SCFH | S
MRD1075B4E | DR | 1074 | 1 | 7 | 0 | SCMH | S
MRD0025B4B | DR | 65 | 1 | 7 | 0 | SCMH | S
MRD0025B4B | DR | 25 | 1 | 6 | 0.1 | SCMH | R
U65 | DR | 65 | 1 | 7 | 0 | SCMH | S
16M125 | DR | 450 | 1 | 8 | 0 | SCMH | R
MRD0250B4D | DR | 310 | 1 | 7 | 0 | SCMH | S
MTD01000VE | DR | 1000 | 1 | 8 | 0 | SCMH | T
11MT | DR | 11000 | 1 | 4 | 0 | SCFH | R
MDA25 | DR | 25 | 1 | 7 | 0 | SCMH | S
MTD00250VC | DR | 250 | 1 | 7 | 1 | SCMH | T
MRD0250B4D | DR | 16 | 1 | 7 | 0 | SCMH | S
U6 | DR | 6 | 1 | 5 | 0 | SCMH | U
MRD0310B4D | DR | 65 | 1 | 6 | 0 | SCMH | S
MRD0310B4D | DR | 0 | 1 | 7 | 1 | SCMH | R
MRD0650B4E | DR | 65 | 1 | 7 | 0 | SCMH | S
MTA400FD | DR | 400 | 1 | 7 | 0 | SCMH | R
MTD01600VE | DR | 1600 | 1 | 8 | 0 | SCMH | R
MRD0100B4B | DR | 100 | 1 | 6 | 0.1 | SCMH | R
MRD1585A1N | DR | 560 | 1 | 7 | 0 | SCMH | R
11M125 | DR | 0 | 1 | 5 | 0 | SCMH | Z
MRD0040B4B | DR | 40 | 1 | 6 | 0 | SCMH | S
8C125 | DR | 800 | 1 | 5 | 0 | SCFH | S
MRD0450B4D | DR | 45 | 1 | 7 | 0 | SCMH | R
G10 | DR | 16 | 1 | 6 | 0 | SCMH | S
MRD0310A1R | DR | 11000 | 1 | 6 | 0 | SCMH | R
11M125 | DR | 11000 | 1 | 5 | 0 | SCMH | R
MRD2885A1O | DR | 2885 | 1 | 6 | 0 | SCMH | R
MRD0650B4E | DR | 650 | 1 | 7 | 1 | SCMH | R
1.5M125 | DR | 1500 | 0.01 | 5 | 0 | SCMH | R
MRD0040B4B | DR | 40 | 1 | 6 | 0.1 | SCMH | R
MRD0250B4D | DR | 400 | 1 | 8 | 0 | SCMH | R
MRD0450B4D | DR | 450 | 1 | 7 | 0 | SCMH | D
U40 | DR | 40 | 1 | 6 | 0 | SCMH | S
MDA25 | DR | 25 | 1 | 6 | 0 | SCMH | R
3MT | DR | 100 | 1 | 6 | 0 | SCMH | R
MRD0250B4C | DR | 250 | 0.01 | 7 | 0 | SCMH | R
MRD0650B4E | DR | 650 | 1 | 7 | 0 | SCMH | Z
MRD0250B4D | DR | 25 | 1 | 7 | 0 | SCMH | R
MRD0100B4P | DR | 100 | 1 | 6 | 1 | SCMH | S
G40 | DR | 40 | 1 | 6 | 0 | SCMH | S
U25 | DR | 883 | 1 | 6 | 0 | SCFH | S
38M125 | DR | 38000 | 1 | 6 | 0 | SCFH | T
MRD1075B4E | DR | 650 | 1 | 7 | 0 | SCMH | R
MTD01000VF | DR | 1000 | 1 | 8 | 0.1 | SCMH | T
MRA250C | DR | 250 | 1 | 7 | 0 | SCMH | R
MRD1075B4E | DR | 9000 | 1 | 7 | 0 | SCMH | R
MRD0085A1P | DR | 6 | 1 | 5 | 0 | SCMH | S
11M125 | DR | 11000 | 1 | 6 | 0 | SCFH | R
MRD0250B4C | DR | 25 | 1 | 7 | 0 | SCMH | R
56M125 | DR | 56 | 1 | 6 | 0 | SCFH | R
MRD0310A1R | DR | 310 | 1 | 6 | 0 | SCMH | S
11M125 | DR | 310 | 1 | 7 | 0 | SCMH | R
MRD0141A1C | DR | 0 | 1 | 6 | 0 | SCMH | R
MRD0160B4C | DR | 160 | 1 | 7 | 0 | SCFH | R
102M125 | DR | 38000 | 1 | 6 | 0 | SCFH | R
MRD1075B4E | DR | 107 | 1 | 7 | 0 | SCMH | R
MRD0160B4C | DR | 16 | 1 | 7 | 0 | SCMH | S
MDA65 | DR | 65 | 1 | 6 | 0 | SCMH | S
2MT | DR | 2000 | 1 | 6 | 0 | SCMH | S
MRD1075B4E | DR | 1075 | 1 | 7 | 1 | SCMH | R
MRD0160B4C | DR | 160 | 1 | 7 | 1 | SCMH | R
MRD0250B4C | DR | 250 | 1 | 7 | 1 | SCMH | R
G40 | DR | 65 | 1 | 6 | 0 | SCMH | S
MRD1075A1S | DR | 1075 | 1 | 6 | 0 | SCMH | S
MRD2885A1O | DR | 0 | 1 | 7 | 0 | SCMH | R
5M125 | DR | 0 | 1 | 5 | 0 | SCFH | S
38M125 | DR | 38000 | 1 | 6 | 0 | SCMH | R
MRD0250B4D | DR | 250 | 1 | 7 | 1 | SCMH | R
11M125 | DR | 0 | 1 | 5 | 0 | SCFH | Z
MRD0450B4D | DR | 450 | 1 | 7 | 1 | SCMH | R
7M125 | DR | 7000 | 1 | 5 | 0 | SCFH | S
16M125 | DR | 16000 | 1 | 6 | 0 | SCMH | R
MRD0650B4E | DR | 23000 | 1 | 7 | 0 | SCMH | R
MRD0250B4C | DR | 25 | 1 | 7 | 0 | SCMH | S
MRD0141A1C | DR | 141 | 1 | 6 | 0 | SCMH | R
G4 | DR | 6 | 1 | 5 | 0 | SCMH | S
MRD0450B4D | DR | 310 | 1 | 7 | 0 | SCMH | R
5M125 | DR | 0 | 1 | 5 | 100 | SCFH | R
MRD0250B4D | DR | 25 | 1 | 7 | 0 | SCMH | S
MRD0650B4D | DR | 650 | 1 | 7 | 0 | SCMH | S
MRD0250B4C | DR | 0 | 1 | 7 | 0 | SCMH | R
MRD0100B4P | DR | 3000 | 1 | 6 | 0 | SCMH | R
MRD0141A1Q | DR | 50000 | 1 | 6 | 0 | SCMH | R
MRD0250B4D | DR | 232 | 1 | 7 | 0 | SCMH | R
MRD0100B4B | DR | 102000 | 1 | 6 | 0 | SCMH | R
U100 | DR | 100 | 1 | 6 | 0 | SCMH | S
MRD0100B4P | DR | 100 | 1 | 6 | 0 | SCMH | S
MRD0450B4D | DR | 450 | 1 | 8 | 0 | SCMH | R
MRD0310A1D | DR | 310 | 1 | 7 | 0 | SCMH | R
7M125 | DR | 0 | 1 | 5 | 100 | SCFH | R
11M | DR | 11000 | 1 | 5 | 0 | SCFH | R
16M125 | DR | 0 | 1 | 6 | 0 | SCFH | R
U160 | DR | 160 | 1 | 7 | 0 | SCMH | R
MRD0022A1M | DR | 23 | 1 | 6 | 0 | SCMH | R
16MT | DR | 16000 | 1 | 7 | 0 | SCMH | S
MRD0250B4C | DR | 200 | 1 | 7 | 0 | SCMH | R
MRD1075B4E | DR | 0 | 1 | 7 | 1 | SCMH | R
MRD0100B4P | DR | 100 | 1 | 6 | 0 | SCMH | R
RG400 | DR | 650 | 1 | 6 | 0 | SCMH | R
11M | DR | 11000 | 1 | 7 | 0 | SCMH | R
MRD1600B4F | DR | 56000 | 1 | 8 | 0 | SCMH | R
23M125 | DR | 23000 | 1 | 6 | 0 | SCFH | S
MRD0200A1Q | DR | 200 | 1 | 6 | 0 | SCMH | S
MRD0250B4D | DR | 250 | 1 | 7 | 0 | SCMH | T
11M125 | DR | 565 | 1 | 5 | 0 | SCFH | R
16M125 | DR | 16000 | 1 | 6 | 100 | SCFH | R
3M125 | DR | 0 | 1 | 5 | 100 | SCFH | R
U100 | DR | 100 | 1 | 6 | 0 | SCMH | R
MRD0450B4D | DR | 450 | 1 | 8 | 0 | SCMH | S
MRD0450A1R | DR | 450 | 1 | 6 | 0 | SCMH | S
MRD1600B4F | DR | 1600 | 1 | 8 | 0 | SCMH | S
3M125 | DR | 2000 | 1 | 5 | 0 | SCFH | R
16M125 | DR | 1 | 1 | 6 | 0 | SCFH | R
MRD0141A1Q | DR | 141.5 | 1 | 6 | 0 | SCMH | S
56M125 | DR | 0 | 1 | 6 | 0 | SCFH | R
38M | DR | 38000 | 1 | 7 | 0 | SCMH | Z
MRD0250B4C | DR | 200 | 1 | 7 | 0 | SCMH | S
5M125 | DR | 5000 | 1 | 5 | 0 | SCFH | S
5M125 | DR | 5000 | 1 | 5 | 100 | SCFH | R
MRD0042A1M | DR | 43 | 1 | 5 | 0 | SCMH | R
7M125 | DR | 0 | 1 | 5 | 0 | SCFH | R
MRD0650B4E | DR | 0 | 1 | 7 | 0 | SCMH | R
U65 | DR | 65 | 1 | 6 | 0 | SCMH | D
MRD1075B4E | DR | 16000 | 1 | 7 | 0 | SCMH | R
16M125 | DR | 16000 | 1 | 6 | 0 | SCFH | S
MRD0141A1C | DR | 141.5 | 1 | 6 | 0 | SCMH | S
MRD0250B4C | DR | 400 | 1 | 7 | 0 | SCMH | R
MRD0141A1Q | DR | 6 | 1 | 5 | 0 | SCMH | S
11M125 | DR | 0 | 1 | 5 | 100 | SCFH | R
MRD0141A1C | DR | 142 | 1 | 6 | 0 | SCMH | R
U40 | DR | 1412 | 1 | 6 | 0 | SCFH | S
U6 | DR | 212 | 1 | 4 | 0 | SCFH | D
MRD0450B4D | DR | 7000 | 1 | 7 | 0 | SCMH | R
38MT | DR | 38000 | 1 | 7 | 0 | SCFH | Z
U6 | DR | 212 | 1 | 5 | 0 | SCFH | D
1.5M125 | DR | 1500 | 1 | 4 | 0 | SCFH | R
3M125 | DR | 3000 | 1 | 5 | 0 | SCFH | S
1.5M125 | DR | 1500 | 1 | 5 | 0 | SCFH | S
U6 | DR | 6 | 1 | 5 | 0 | SCMH | S
MRD0042A1M | DR | 42.5 | 1 | 5 | 0 | SCMH | S
MRD0085A1P | DR | 85 | 1 | 5 | 0 | SCMH | S
3M125 | DR | 3500 | 1 | 5 | 0 | SCFH | R
MRD0650B4E | DR | 650 | 1 | 7 | 0 | SCMH | S
MRD0100B4B | DR | 100 | 1 | 6 | 0 | SCMH | T
MRD1075B4E | DR | 0 | 1 | 7 | 0 | SCMH | R
56M125 | DR | 56000 | 1 | 6 | 0 | SCFH | S
MRD0310B4D | DR | 310 | 1 | 7 | 1 | SCMH | R
MRD0250B4D | DR | 0 | 1 | 7 | 0 | SCMH | R
MRD0141A1Q | DR | 141 | 1 | 6 | 0 | SCMH | R
3M125 | DR | 3000 | 1 | 5 | 0 | SCMH | S
MRD0200A1Q | DR | 7000 | 1 | 6 | 0 | SCMH | R
3M125 | DR | 3000 | 1 | 5 | 0 | SCMH | R
MRD0650B4E | DR | 65 | 1 | 7 | 0 | SCMH | R
MRD0250B4D | DR | 250 | 1 | 7 | 0 | SCMH | D
MRD0085A1B | DR | 85 | 1 | 5 | 0 | SCMH | S
38M125 | DR | 0 | 1 | 6 | 0 | SCFH | R
MRD0310B4D | DR | 310 | 1 | 7 | 0 | SCMH | Z
MRD0250B4C | DR | 230 | 1 | 7 | 0 | SCMH | D
MRD0250B4C | DR | 200 | 1 | 7 | 0 | SCMH | D
3M125 | DR | 300 | 1 | 5 | 0 | SCFH | R
MRD0141A1Q | DR | 0 | 1 | 6 | 0 | SCMH | R
MRD0450B4D | DR | 0 | 1 | 7 | 0 | SCMH | R
11M125 | DR | 0 | 1 | 5 | 0 | SCFH | R
MRD0141A1Q | DR | 5000 | 1 | 6 | 0 | SCMH | R
MRD0250B4D | DR | 232 | 1 | 7 | 0 | SCMH | D
MRD0310A1D | DR | 310 | 1 | 6 | 0 | SCMH | S
11M125 | DR | 11000 | 1 | 5 | 0 | SCFH | S
MRD0310B4D | DR | 7500 | 1 | 7 | 0 | SCMH | R
16M | DR | 450 | 1 | 7 | 0 | SCMH | R
MRD0065B4B | DR | 65 | 1 | 6 | 0 | SCMH | S
MRD0250B4C | DR | 250 | 1 | 7 | 0 | SCMH | S
11M | DR | 310 | 1 | 7 | 0 | SCMH | R
MRD1600B4F | DR | 16000 | 1 | 8 | 0 | SCMH | S
5MT | DR | 5000 | 1 | 6 | 0 | SCFH | S
3MT | DR | 3000 | 1 | 6 | 0 | SCFH | S
MRD0310B4D | DR | 310 | 1 | 7 | 0 | SCMH | S
38M125 | DR | 38000 | 1 | 6 | 0 | SCFH | Z
MRD0160B4C | DR | 160 | 1 | 7 | 0 | SCMH | S
MRD1600B4F | DR | 0 | 1 | 8 | 0 | SCMH | R
38M125 | DR | 38000 | 1 | 6 | 0 | SCFH | S
MRD2885A1O | DR | 2885 | 1 | 7 | 0 | SCMH | S
MRD0450B4D | DR | 450 | 1 | 7 | 0 | SCMH | S
MRD1075B4E | DR | 1075 | 1 | 7 | 0 | SCMH | S
MRD0100B4B | DR | 100 | 1 | 6 | 0 | SCMH | S
MDA25 | DR | 25 | 1 | 6 | 0 | SCMH | S
16M125 | DR | 16000 | 1 | 6 | 0 | SCFH | Z
MRD0310B4D | DR | 0 | 1 | 7 | 0 | SCMH | Z
MRD0250B4D | DR | 250 | 1 | 7 | 0 | SCMH | S
1.5M125 | DR | 1500 | 1 | 5 | 0 | SCMH | R
MRD0250B4C | DR | 250 | 1 | 7 | 0 | SCMH | Z
MRD0025B4B | DR | 25 | 1 | 6 | 0 | SCMH | S
3M125 | DR | 3500 | 1 | 6 | 0 | SCFH | R
MRD0160B4C | DR | 0 | 1 | 7 | 1 | SCMH | Z
MRD0310B4D | DR | 0 | 1 | 7 | 0 | SCMH | R
MRD0141A1Q | DR | 142 | 1 | 6 | 0 | SCMH | R
5M125 | DR | 5000 | 1 | 5 | 0 | SCFH | Z
11M125 | DR | 10000 | 1 | 5 | 0 | SCFH | R
3M125 | DR | 3000 | 1 | 5 | 0 | SCFH | Z
MRD0250B4D | DR | 3511 | 1 | 7 | 0 | SCMH | R
11M125 | DR | 11000 | 1 | 5 | 0 | SCFH | Z
MRD0450B4D | DR | 450 | 1 | 7 | 0 | SCMH | Z
G1600DN300 | DR | 2500 | 1 | 8 | 0 | SCMH | T
MRD0650B4D | DR | 650 | 1 | 7 | 0 | SCMH | R
MRD2885A1O | DR | 2885 | 1 | 7 | 0 | SCMH | R
MTD25000VL | DR | 25000 | 1 | 8 | 0 | SCMH | T
MTD06500VJ | DR | 6500 | 1 | 8 | 0 | SCMH | T
MTD06500VH | DR | 6500 | 1 | 8 | 0 | SCMH | T
MTD04000VJ | DR | 4000 | 1 | 8 | 0 | SCMH | T
MTD04000VH | DR | 4000 | 1 | 8 | 0 | SCMH | T
MTD04000VG | DR | 4000 | 1 | 8 | 0 | SCMH | T
MTD02500VH | DR | 2500 | 1 | 8 | 0 | SCMH | T
MTD02500VG | DR | 2500 | 1 | 8 | 0 | SCMH | T
MTD02500VF | DR | 2500 | 1 | 8 | 0 | SCMH | T
MTD01600VG | DR | 1600 | 1 | 8 | 0 | SCMH | T
MTD01600VF | DR | 1600 | 1 | 8 | 0 | SCMH | T
MTD01600VE | DR | 1600 | 1 | 8 | 0 | SCMH | T
MTD01000VF | DR | 1000 | 1 | 8 | 0 | SCMH | T
MTD01000VE | DR | 1000 | 1 | 7 | 0 | SCMH | T
MTD00650VE | DR | 650 | 1 | 7 | 0 | SCMH | T
MTD00650VD | DR | 650 | 1 | 7 | 0 | SCMH | T
MTD00400VD | DR | 400 | 1 | 7 | 0 | SCMH | T
MTD00250VC | DR | 250 | 1 | 7 | 0 | SCMH | T
G40 | DR | 65 | 1 | 6 | 0 | SCMH | R
MRD1075A1S | DR | 1075 | 1 | 6 | 0 | SCMH | R
MRD0650A1S | DR | 650 | 1 | 6 | 0 | SCMH | R
MRD0450A1R | DR | 450 | 1 | 6 | 0 | SCMH | R
MRD0310A1R | DR | 310 | 1 | 6 | 0 | SCMH | R
MRD0200A1Q | DR | 200 | 1 | 6 | 0 | SCMH | R
MRD0141A1Q | DR | 141.5 | 1 | 6 | 0 | SCMH | R
MRD0085A1P | DR | 85 | 1 | 5 | 0 | SCMH | R
MRD1075A1E | DR | 1075 | 1 | 6 | 0 | SCMH | R
MRD0650A1E | DR | 650 | 1 | 6 | 0 | SCMH | R
MRD0450A1D | DR | 450 | 1 | 6 | 0 | SCMH | R
MRD0310A1D | DR | 310 | 1 | 6 | 0 | SCMH | R
MRD0200A1C | DR | 200 | 1 | 6 | 0 | SCMH | R
MRD0141A1C | DR | 141.5 | 1 | 6 | 0 | SCMH | R
MRD0085A1B | DR | 85 | 1 | 5 | 0 | SCMH | R
MRD0042A1M | DR | 42.5 | 1 | 5 | 0 | SCMH | R
MRD0022A1M | DR | 22.5 | 1 | 6 | 0 | SCMH | R
MRD1600B4F | DR | 1600 | 1 | 8 | 0 | SCMH | R
MRD1585A1N | DR | 1585 | 1 | 7 | 0 | SCMH | R
MRD1075B4E | DR | 1075 | 1 | 7 | 0 | SCMH | R
MRD0650B4E | DR | 650 | 1 | 7 | 0 | SCMH | R
MRD0450B4D | DR | 450 | 1 | 7 | 0 | SCMH | R
MRD0310B4D | DR | 310 | 1 | 7 | 0 | SCMH | R
MRD0250B4D | DR | 250 | 1 | 7 | 0 | SCMH | R
MRD0250B4C | DR | 250 | 1 | 7 | 0 | SCMH | R
MRD0160B4C | DR | 160 | 1 | 7 | 0 | SCMH | R
MRD0100B4B | DR | 100 | 1 | 6 | 0 | SCMH | R
MRD0065B4B | DR | 65 | 1 | 6 | 0 | SCMH | R
MRD0040B4B | DR | 40 | 1 | 6 | 0 | SCMH | R
MRD0025B4B | DR | 25 | 1 | 6 | 0 | SCMH | R
38MT | DR | 38000 | 1 | 7 | 0 | 0 | R
23MT | DR | 23000 | 1 | 7 | 0 | 0 | R
16MT | DR | 16000 | 1 | 7 | 0 | 0 | R
11MT | DR | 11000 | 1 | 6 | 0 | 0 | R
9MT | DR | 9000 | 1 | 6 | 0 | 0 | R
7MT | DR | 7000 | 1 | 6 | 0 | 0 | R
5MT | DR | 5000 | 1 | 6 | 0 | 0 | R
3MT | DR | 3000 | 1 | 6 | 0 | 0 | R
2MT | DR | 2000 | 1 | 6 | 0 | 0 | R
15CT | DR | 1500 | 1 | 6 | 0 | 0 | R
8CT | DR | 800 | 1 | 6 | 0 | 0 | R
102M125 | DR | 102000 | 1 | 6 | 0 | 0 | R
56M125 | DR | 56000 | 1 | 6 | 0 | 0 | R
38M125 | DR | 38000 | 1 | 6 | 0 | 0 | R
16M125 | DR | 16000 | 1 | 6 | 0 | 0 | R
11M125 | DR | 11000 | 1 | 5 | 0 | SCFH | R
23M125 | DR | 23000 | 1 | 6 | 0 | 0 | R
1.5M125 | DR | 1500 | 1 | 5 | 0 | 0 | R
3M125 | DR | 3000 | 1 | 5 | 0 | 0 | R
5M125 | DR | 5000 | 1 | 5 | 0 | 0 | R
7M125 | DR | 7000 | 1 | 5 | 0 | 0 | R
8C125 | DR | 800 | 1 | 5 | 0 | 0 | R
U6 R5 | EMI | 212 | 1 | 4 | 0 | SCFH | U
U6 | EMI | 2296 | 1 | 4 | 0 | SCFH | Z
MDK16 | EMI | 16 | 1 | 6 | 0 | SCMH | S
U6 | EMI | 100 | 1 | 4 | 0 | SCFH | S
SC6 | EMI | 6 | 1 | 5 | 0 | SCMH | S
U6 | EMI | 212 | 1 | 5 | 0 | SCFH | S
U65 R5 | EMI | 2296 | 1 | 6 | 0 | SCFH | S
ETUG | EMI | 6 | 1 | 5 | 0 | SCMH | S
U6 | EMI | 6 | 100 | 5 | 0 | SCFH | S
BK-G16E | EMI | 25 | 1 | 6 | 0 | SCFH | S
U6 R5 | EMI | 212 | 1 | 4 | 0 | SCFH | Z
U6 | EMI | 883 | 1 | 5 | 0 | SCFH | S
U16 | EMI | 0 | 1 | 4 | 0 | SCFH | Z
U65 R5 | EMI | 212 | 1 | 4 | 0 | SCFH | S
U6 | EMI | 212 | 1 | 4 | 0 | SCFH | L
U40 | EMI | 1412 | 1 | 6 | 0 | SCFH | L
BK G4E | EMI | 6 | 1 | 5 | 0 | SCMH | S
U100 | EMI | 883 | 1 | 6 | 0 | SCFH | S
U40 | EMI | 0 | 1 | 6 | 100 | SCFH | S
U6 | EMI | 212 | 1 | 4 | 0 | SCFH | D
U65 | EMI | 883 | 1 | 4 | 0 | SCFH | S
U65 | EMI | 2296 | 1 | 6 | 0 | SCMH | S
BK-G100E | EMI | 160 | 1 | 7 | 0 | SCMH | S
BK-G25E | EMI | 40 | 1 | 6 | 0 | SCMH | S
BK-G4E | EMI | 6 | 1 | 4 | 0 | SCFH | S
U25 | EMI | 25 | 1 | 6 | 0 | SCFH | D
E6 | EMI | 212 | 1 | 4 | 0 | SCFH | S
U16 | EMI | 565 | 1 | 4 | 0.01 | SCFH | S
U65 | EMI | 2296 | 1 | 6 | 0 | SCFH | L
U25 | EMI | 883 | 1 | 6 | 0 | SCFH | L
METLG210 | EMI | 212 | 1 | 5 | 0 | SCMH | U
MUE10 | EMI | 10 | 1 | 7 | 0 | SCMH | S
BK-G16E | EMI | 25 | 1 | 6 | 0 | SCMH | S
BK-G10E | EMI | 16 | 1 | 6 | 0 | SCMH | S
G4 | EMI | 212 | 1 | 5 | 0 | SCMH | S
U16 | EMI | 6 | 1 | 4 | 0 | SCFH | S
U6 | EMI | 212 | 1 | 5 | 0 | SCMH | S
U65 | EMI | 2296 | 1 | 5 | 0 | SCMH | S
E6 | EMI | 6 | 1 | 5 | 0 | SCMH | U
U160 | EMI | 0 | 1 | 6 | 0 | SCFH | S
U6 R5 | EMI | 212 | 1 | 4 | 0 | SCFH | S
U6 | EMI | 6 | 1 | 5 | 0 | SCMH | S
U6 R5 | EMI | 212 | 1 | 4 | 0 | SCFH | D
U6 | EMI | 565 | 1 | 6 | 0 | SCFH | Z
U16 | EMI | 212 | 1 | 4 | 0 | SCFH | S
U6 | EMI | 0 | 1 | 4 | 0 | SCFH | Z
U6 | EMI | 0 | 1 | 4 | 0 | SCFH | S
U6 | EMI | 6 | 1 | 4 | 0 | SCFH | S
U6 | EMI | 212 | 1 | 4 | 0 | SCFH | Z
U160 | EMI | 5650 | 1 | 6 | 0 | 0 | S
U100 | EMI | 3511 | 1 | 6 | 0 | 0 | S
U6 | EMI | 212 | 1 | 4 | 0 | 0 | S
U65 | EMI | 2296 | 1 | 6 | 0 | 0 | S
U25 | EMI | 883 | 1 | 6 | 0 | 0 | S
U16 | EMI | 565 | 1 | 4 | 0 | 0 | S
U40 | EMI | 1412 | 1 | 6 | 0 | 0 | S
MDK25 | EUR | 25 | 1 | 6 | 0 | SCMH | S
E6 | EUR | 25 | 1 | 5 | 0 | SCMH | S
E6 | EUR | 6 | 1 | 5 | 1 | SCMH | S
MDK65 | EUR | 65 | 1 | 6 | 0 | SCMH | S
MDK16 | EUR | 16 | 1 | 6 | 0 | SCMH | S
E6 | EUR | 6 | 1 | 5 | 1 | SCMH | U
G4 | EUR | 16 | 1 | 5 | 0 | SCMH | S
U40 | EUR | 40 | 1 | 6 | 0 | SCMH | S
E6X | EUR | 6 | 1 | 5 | 0 | SCMH | U
E6 | EUR | 565 | 100 | 5 | 0 | SCMH | U
E6 | EUR | 6 | 6 | 5 | 0 | SCMH | U
E6 | EUR | 6 | 100 | 4 | 0 | SCFH | U
G4 | EUR | 0 | 1 | 5 | 0 | SCMH | U
ETX6 | EUR | 6 | 1 | 5 | 0 | SCMH | U
U6 | EUR | 6 | 1 | 6 | 0 | SCMH | D
E6 | EUR | 6 | 10 | 5 | 0 | SCFH | S
X6 | EUR | 216 | 1 | 5 | 0 | SCFH | Z
U6 | EUR | 6 | 1 | 4 | 0 | SCFH | Z
SC6 | EUR | 6 | 1 | 4 | 0 | SCMH | U
E6 | EUR | 212 | 1 | 4 | 0 | SCMH | U
X6 | EUR | 6 | 1 | 5 | 0 | SCMH | U
X6 | EUR | 6 | 1 | 4 | 0 | SCFH | S
E6 | EUR | 1 | 1 | 5 | 0 | SCMH | D
E6VG370 | EUR | 6 | 1 | 5 | 0 | SCMH | U
SC6 | EUR | 40 | 1 | 6 | 0 | SCMH | S
E6VLG310 | EUR | 6 | 1 | 5 | 0 | SCMH | S
E6VLG310P | EUR | 6 | 1 | 5 | 0 | SCMH | U
E6 | EUR | 212 | 1 | 4 | 0 | SCFH | U
RABOG65 | EUR | 100 | 1 | 6 | 0 | SCMH | S
RABOG40 | EUR | 65 | 1 | 6 | 0 | SCMH | R
G4 | EUR | 6 | 1 | 5 | 0 | SCMH | D
E6VLG310 | EUR | 6 | 1 | 5 | 0 | SCMH | U
MDA16 | EUR | 6 | 1 | 6 | 0 | SCMH | S
G4SC | EUR | 6 | 1 | 5 | 0 | SCMH | S
METLG210 | EUR | 6 | 1 | 5 | 0 | SCMH | U
RABOG100 | EUR | 160 | 1 | 7 | 1 | SCMH | R
RABOG100 | EUR | 160 | 1 | 7 | 0 | SCMH | R
E6 | EUR | 216 | 1 | 5 | 0 | SCMH | Z
U6 | EUR | 212 | 1 | 4 | 0 | SCFH | U
U6 | EUR | 6 | 1 | 4 | 0 | SCFH | S
U6 | EUR | 212 | 1 | 4 | 0 | SCFH | S
E6 | EUR | 6 | 1 | 5 | 0 | SCMH | R
ETX6 | EUR | 6 | 1 | 5 | 0 | SCMH | S
U6 | EUR | 212 | 1 | 5 | 0 | SCMH | S
METGW | EUR | 6 | 1 | 5 | 0 | SCMH | S
G4 | EUR | 6 | 1 | 5 | 0 | SCMH | U
U6 | EUR | 6 | 1 | 5 | 0 | SCMH | S
U6 | EUR | 6 | 1 | 5 | 0 | SCMH | U
E6 | EUR | 16 | 1 | 6 | 0 | SCMH | S
E6 | EUR | 212 | 1 | 5 | 0 | SCMH | D
G4 | EUR | 212 | 1 | 5 | 0 | SCMH | S
E6 | EUR | 550 | 1 | 4 | 0 | SCFH | L
E6 | EUR | 1.0226 | 1 | 5 | 0 | SCMH | U
E6 | EUR | 6 | 1 | 5 | 0 | SCMH | D
E6 | EUR | 6 | 1 | 6 | 0 | SCMH | S
E6 | EUR | 0 | 1 | 5 | 1 | SCMH | U
E6 | EUR | 200 | 1 | 5 | 0 | SCFH | S
E6 | EUR | 6 | 1 | 5 | 0 | SCFH | U
E6 | EUR | 212 | 1 | 5 | 0 | SCMH | S
E6 | EUR | 0 | 1 | 5 | 0 | SCMH | S
E6 | EUR | 6 | 1 | 5 | 0 | SCMH | T
SC6 | EUR | 6 | 1 | 5 | 0 | SCMH | S
E6 | EUR | 0 | 1 | 5 | 1 | SCMH | Z
E6 | EUR | 565 | 1 | 5 | 0 | SCMH | U
E6 | EUR | 6 | 0.01 | 5 | 0 | SCMH | U
E6 | EUR | 212 | 1 | 4 | 0 | SCFH | S
E6 | EUR | 6 | 1 | 4 | 0 | SCFH | U
U6 | EUR | 0 | 1 | 5 | 0 | SCMH | Z
E6 | EUR | 216 | 1 | 5 | 0 | SCFH | Z
E6 | EUR | 6 | 1 | 4 | 0 | SCMH | U
E6 | EUR | 6 | 1 | 5 | 0 | SCFH | S
U6 | EUR | 212 | 1 | 5 | 0 | SCFH | S
E6 | EUR | 212 | 1 | 5 | 0 | SCFH | Z
E6 | EUR | 0 | 1 | 5 | 0 | SCMH | Z
E6 | EUR | 6 | 1 | 5 | 0 | SCMH | S
E6 | EUR | 6 | 1 | 4 | 0 | SCFH | S
E6 | EUR | 6 | 1 | 4 | 0 | SCFH | Z
E6 | EUR | 0 | 1 | 5 | 0 | SCMH | U
E6 | EUR | 212 | 1 | 5 | 0 | SCMH | U
U6 | EUR | 6 | 1 | 5 | 0 | SCMH | Z
E6 | EUR | 6 | 1 | 5 | 0 | SCMH | Z
G4 | EUR | 6 | 1 | 5 | 0 | SCMH | S
SC6 | EUR | 6 | 1 | 5 | 0 | 0 | U
E6 | EUR | 6 | 1 | 5 | 0 | SCMH | U
METUG | GG | 6 | 1 | 5 | 0 | SCMH | U
100T/C | GG | 212 | 1 | 4 | 0 | SCFH | Z
100T/C | GG | 212 | 1 | 4 | 0 | SCFH | S
U6/G4 | GG | 6 | 1 | 5 | 0 | SCFH | S
100T/C | GG | 0 | 1 | 4 | 0 | SCFH | S
G4 | GG | 6 | 1 | 5 | 0 | SCFH | S
G4 | GG | 6 | 1 | 5 | 0 | SCMH | L
U40 | GG | 1412 | 1 | 6 | 0 | SCFH | S
U6 | GG | 6 | 1 | 5 | 0 | SCMH | S
G4 | GG | 6 | 1 | 5 | 0 | SCMH | S
400T/C | GG | 400 | 1 | 4 | 0 | 0 | L
350T/C | GG | 350 | 1 | 4 | 0 | 0 | L
200T/C | GG | 200 | 1 | 4 | 0 | 0 | L
700T/C | GG | 700 | 1 | 5 | 0 | 0 | L
100T/C | GG | 100 | 1 | 4 | 0 | 0 | L
METGW | GM | 6 | 1 | 5 | 0 | SCMH | S
G4 | GM | 6 | 1 | 5 | 1 | SCMH | S
G4 | GW | 6 | 1 | 5 | 1 | SCMH | U
U6 | GW | 6 | 1 | 5 | 0 | SCFH | S
MDK25 | GW | 25 | 1 | 6 | 0 | SCMH | S
700T/C | GW | 700 | 1 | 5 | 0 | SCFH | S
700T/C | GW | 700 | 1 | 5 | 0 | SCMH | S
G6 | GW | 10 | 1 | 5 | 0 | SCMH | S
U6 | GW | 6 | 1 | 5 | 1 | SCMH | S
U25 R5 | GW | 883 | 1 | 5 | 0 | SCMH | S
U65 R5 | GW | 2296 | 1 | 6 | 0 | SCFH | L
G10 | GW | 6 | 1 | 5 | 0 | SCMH | S
U40 R5 | GW | 1412 | 1 | 6 | 0.1 | SCFH | S
U65 R5 | GW | 1 | 1 | 6 | 0 | SCFH | R
U25 R5 | GW | 1412 | 1 | 6 | 0 | SCFH | S
U6 | GW | 0 | 1 | 5 | 0 | SCMH | U
U16 | GW | 365 | 1 | 4 | 0 | SCFH | Z
G4 | GW | 2296 | 1 | 4 | 0 | SCFH | S
METGW | GW | 6 | 1 | 4 | 0 | SCFH | U
U6 | GW | 6 | 1 | 4 | 0 | SCFH | D
100T/C | GW | 100 | 1 | 4 | 0 | SCFH | S
U6 | GW | 212 | 1 | 5 | 0 | SCMH | U
MDA100 | GW | 6 | 1 | 5 | 0 | SCMH | S
METGW | GW | 6 | 1 | 5 | 0 | SCFH | U
METGW | GW | 5 | 1 | 5 | 0 | SCMH | S
METGW | GW | 6 | 1 | 5 | 0 | SCMH | R
U6 | GW | 212 | 1 | 4 | 0 | SCFH | U
METGW | GW | 6 | 0.01 | 5 | 0 | SCMH | S
U16 R5 | GW | 565 | 100 | 4 | 0 | SCFH | S
G4 | GW | 212 | 1 | 5 | 0 | SCFH | S
EG4V10 | GW | 6 | 1 | 5 | 0 | SCMH | U
U6 | GW | 0 | 0.01 | 4 | 0 | SCFH | Z
U16 R5 | GW | 565 | 10 | 4 | 0 | SCFH | S
U6 R5 | GW | 0 | 1 | 5 | 0 | SCMH | S
U6 | GW | 0 | 1 | 4 | 0 | SCFH | U
METUG | GW | 0 | 1 | 4 | 0 | SCFH | S
ETX6 | GW | 0 | 1 | 5 | 0 | SCMH | S
G4 | GW | 0 | 1 | 4 | 0 | SCFH | S
G4 | GW | 6 | 1 | 5 | 1 | SCFH | S
U65 R5 | GW | 212 | 1 | 6 | 0 | SCMH | S
E6 | GW | 0 | 1 | 5 | 0 | SCMH | S
METLG210 | GW | 0 | 1 | 5 | 0 | SCMH | S
G4SC | GW | 6 | 1 | 5 | 0 | SCMH | Z
G4SC | GW | 6 | 1 | 5 | 0 | SCMH | U
100T/C | GW | 212 | 1 | 4 | 0 | SCFH | L
G4 | GW | 6 | 1 | 5 | 0.1 | SCMH | S
U6 | GW | 16 | 1 | 4 | 0 | SCFH | S
E6VLG310 | GW | 6 | 1 | 5 | 0 | SCMH | S
G4 | GW | 1 | 1 | 5 | 0 | SCMH | D
METGW | GW | 6 | 1 | 4 | 0 | SCMH | U
U6 R5 | GW | 565 | 1 | 6 | 0 | SCFH | S
G4 | GW | 25 | 1 | 5 | 0 | SCMH | S
U6 | GW | 16 | 1 | 4 | 0 | SCMH | S
U6 R5 | GW | 100 | 1 | 6 | 0 | SCFH | S
X6 | GW | 6 | 1 | 5 | 0 | SCMH | U
U6 | GW | 6 | 1 | 4 | 0 | SCFH | U
E6 | GW | 6 | 1 | 6 | 0 | SCMH | U
U6 R5 | GW | 6 | 1 | 4 | 0 | SCFH | D
METGW | GW | 212 | 1 | 5 | 0 | SCMH | U
U6 | GW | 16 | 1 | 6 | 0 | SCFH | S
G4SZV | GW | 6 | 1 | 5 | 0 | SCMH | S
METUG | GW | 6 | 1 | 5 | 1 | SCMH | S
G4 | GW | 10 | 1 | 5 | 0 | SCMH | S
U65 R5 | GW | 2296 | 0.1 | 6 | 0 | SCFH | S
U6 R5 | GW | 2 | 1 | 4 | 0 | SCFH | S
G40 | GW | 6 | 1 | 5 | 0 | SCMH | S
U65 R5 | GW | 2296 | 100 | 6 | 0 | SCFH | S
U25 R5 | GW | 883 | 1 | 5 | 0 | SCFH | S
U6 | GW | 6 | 100 | 4 | 0 | SCFH | U
U16 | GW | 16 | 1 | 6 | 0 | SCMH | S
E6 | GW | 160 | 1 | 5 | 0 | SCMH | U
G4 | GW | 6 | 100 | 4 | 0 | SCFH | S
U25 R5 | GW | 883 | 1 | 6 | 0 | SCFH | T
U16 R5 | GW | 212 | 1 | 5 | 0 | SCFH | S
METGW | GW | 6 | 1 | 6 | 0 | SCMH | S
U16 | GW | 16 | 1 | 4 | 0 | SCFH | S
U100 R5 | GW | 3530 | 1 | 6 | 0 | SCFH | T
U6 R5 | GW | 212 | 100 | 4 | 0 | SCMH | S
U65 | GW | 0 | 0.1 | 6 | 0 | SCFH | S
ETGW | GW | 6 | 1 | 4 | 0 | SCFH | S
U25 | GW | 883 | 1 | 6 | 0 | SCMH | L
MDA100 | GW | 100 | 1 | 6 | 0 | SCMH | S
ETX6 | GW | 6 | 1 | 4 | 0 | SCMH | S
ETX6 | GW | 212 | 1 | 5 | 0 | SCMH | U
U16 | GW | 0 | 1 | 4 | 0 | SCFH | S
U6 | GW | 3000 | 1 | 4 | 0 | SCFH | S
METLG210 | GW | 0 | 1 | 5 | 0 | SCMH | U
U6 R5 | GW | 700 | 1 | 4 | 0 | SCFH | L
U25 | GW | 550 | 1 | 6 | 0 | SCFH | S
U6 R5 | GW | 212 | 1 | 4 | 0.01 | SCFH | S
G6 | GW | 10 | 1 | 5 | 1 | SCMH | S
METLG210 | GW | 212 | 1 | 5 | 0 | SCMH | U
U25 R5 | GW | 0 | 1 | 6 | 0 | SCFH | S
Libra200 | GW | 6 | 1 | 5 | 0 | SCMH | U
U160 | GW | 565 | 1 | 6 | 0 | SCFH | S
U25 R5 | GW | 100 | 1 | 6 | 0 | SCFH | S
G4 | GW | 6 | 1 | 5 | 1 | SCMH | D
U6 R5 | GW | 212 | 1 | 4 | 1 | SCFH | S
U16 R5 | GW | 565 | 1 | 4 | 1 | SCFH | S
METGW | GW | 1 | 1 | 5 | 0 | SCMH | S
U40 | GW | 1412 | 1 | 6 | 0 | SCMH | S
1200T/C | GW | 6 | 1 | 5 | 0 | SCMH | S
U65 | GW | 2296 | 1 | 5 | 0 | SCMH | S
1200T/C | GW | 1200 | 1 | 5 | 0 | SCMH | L
E6 | GW | 6 | 1 | 4 | 0 | SCFH | U
E6 | GW | 212 | 1 | 5 | 0 | SCMH | S
U16 | GW | 550 | 1 | 4 | 0 | SCFH | S
U100 R5 | GW | 0 | 1 | 6 | 0 | SCFH | S
E6 | GW | 0 | 1 | 5 | 1 | SCMH | U
G4 | GW | 6 | 1 | 5 | 0 | SCMH | T
U6/G4 | GW | 6 | 1 | 5 | 0 | SCMH | S
G4SC | GW | 6 | 1 | 6 | 0 | SCMH | S
U16 R5 | GW | 212 | 1 | 6 | 0 | SCMH | S
G4 | GW | 2262 | 1 | 5 | 0 | SCMH | S
MDU25W | GW | 25 | 1 | 6 | 0 | SCMH | S
U40 | GW | 6 | 1 | 5 | 0 | SCMH | S
U6 | GW | 212 | 1 | 5 | 0 | SCMH | L
U16 R5 | GW | 565 | 1 | 6 | 0 | SCMH | S
U16 R5 | GW | 565 | 1 | 5 | 0 | SCMH | S
U100 R5 | GW | 3511 | 1 | 6 | 0 | SCFH | S
ETUG | GW | 6 | 1 | 5 | 0 | SCMH | S
METUG | GW | 5 | 1 | 5 | 0 | SCMH | S
G4 | GW | 0 | 1 | 6 | 0 | SCMH | S
G4 | GW | 0 | 1 | 5 | 0 | SCMH | U
1200T/C | GW | 1200 | 1 | 4 | 0 | SCFH | Z
U6 | GW | 0 | 1 | 4 | 0 | SCFH | Z
ETGW | GW | 6 | 1 | 5 | 0 | SCMH | U
METLG210 | GW | 6 | 1 | 5 | 0 | SCMH | S
G4 | GW | 6 | 1 | 5 | 1 | SCMH | S
METGW | GW | 0 | 1 | 4 | 0 | SCFH | Z
U6 R5 | GW | 212 | 1 | 5 | 0 | SCFH | S
ETUG | GW | 6 | 1 | 5 | 0 | SCMH | U
G4/U6 | GW | 6 | 1 | 5 | 0 | SCMH | S
U6 | GW | 6 | 1 | 4 | 0 | SCMH | S
U40 | GW | 40 | 1 | 6 | 0 | SCFH | D
MDU16W | GW | 16 | 1 | 6 | 0 | SCMH | D
MDA16 | GW | 16 | 1 | 6 | 0 | SCMH | S
METUG | GW | 212 | 1 | 4 | 0 | SCFH | U
U6 | GW | 6 | 1 | 5 | 0 | SCMH | D
G4 | GW | 85 | 1 | 5 | 0 | SCMH | R
G4 | GW | 0 | 1 | 5 | 0 | SCFH | Z
METKR | GW | 6 | 1 | 5 | 0 | SCMH | S
METGW | GW | 6 | 1 | 5 | 0 | SCMH | T
U6 R5 | GW | 212 | 1 | 6 | 0 | SCFH | S
U6 R5 | GW | 2.2 | 1 | 4 | 0 | SCFH | S
METLG210 | GW | 6 | 1 | 5 | 0 | SCMH | U
G4 | GW | 212 | 1 | 4 | 0 | SCMH | S
G4 | GW | 6 | 1 | 5 | 0 | SCMH | R
ETUG | GW | 6 | 1 | 4 | 0 | SCFH | S
G4 | GW | 6 | 1 | 5 | 0 | SCMH | L
U6 | GW | 6 | 1 | 4 | 0 | SCFH | Z
U25 R5 | GW | 25 | 1 | 6 | 0 | SCMH | S
G4 | GW | 6 | 1 | 4 | 0 | SCMH | S
U6 R5 | GW | 212 | 1 | 4 | 0 | SCFH | L
ETX6 | GW | 6 | 1 | 5 | 0 | SCMH | U
U25 | GW | 883 | 1 | 6 | 0 | SCMH | S
METUG | GW | 6 | 1 | 5 | 0 | SCMH | D
U65 | GW | 2296 | 1 | 4 | 0 | SCFH | S
U6 | GW | 6 | 1 | 5 | 0 | SCMH | U
U160 R5 | GW | 5650 | 1 | 6 | 0 | SCMH | S
G4 | GW | 0 | 1 | 4 | 0 | SCFH | Z
G4 | GW | 5 | 1 | 5 | 0 | SCMH | S
ETX6 | GW | 6 | 1 | 5 | 0 | SCMH | S
U6 | GW | 212 | 0.1 | 4 | 0 | SCFH | L
U6 R5 | GW | 212 | 1 | 4 | 0 | SCMH | S
METGW | GW | 1.0226 | 1 | 5 | 0 | SCMH | S
U25 R5 | GW | 883 | 1 | 6 | 0 | SCMH | S
G4 | GW | 1.0226 | 1 | 5 | 0 | SCMH | S
U6 | GW | 0 | 1 | 4 | 100 | SCFH | S
G4 | GW | 212 | 1 | 5 | 0 | SCMH | D
U25 | GW | 0 | 1 | 4 | 0 | SCFH | S
U6 R5 | GW | 212 | 1 | 4 | 0 | SCFH | U
U6 | GW | 0 | 1 | 5 | 0 | SCMH | S
U6 R5 | GW | 0 | 1 | 4 | 0 | SCFH | D
METGW | GW | 0 | 1 | 5 | 0 | SCMH | U
ETUG | GW | 0 | 1 | 5 | 0 | SCMH | Z
G4 | GW | 16 | 1 | 5 | 0 | SCMH | S
METUG | GW | 6 | 1 | 5 | 0 | SCMH | U
U6 R5 | GW | 250 | 1 | 4 | 0 | SCFH | S
G4 | GW | 1 | 1 | 5 | 0 | SCMH | S
U6 | GW | 6 | 1 | 5 | 0 | SCMH | S
G4 | GW | 6 | 1 | 5 | 0 | SCMH | D
U6 R5 | GW | 0 | 1 | 5 | 0 | SCMH | Z
METUG | GW | 6 | 1 | 5 | 0 | SCFH | S
METGW | GW | 6 | 1 | 5 | 1 | SCMH | S
U6 | GW | 0 | 1 | 5 | 0 | SCMH | Z
METUG | GW | 212 | 1 | 5 | 0 | SCMH | L
U25 R5 | GW | 212 | 1 | 6 | 0 | SCFH | S
G4 | GW | 6 | 1 | 5 | 0 | SCFH | S
METUG | GW | 10000 | 1 | 5 | 0 | SCMH | S
U6 | GW | 212 | 1 | 5 | 0 | SCFH | S
G4 | GW | 6 | 1 | 6 | 0 | SCMH | S
METGW | GW | 0 | 1 | 5 | 0 | SCMH | D
U6 | GW | 212 | 1 | 4 | 0 | SCFH | D
ETUG | GW | 0 | 1 | 4 | 0 | SCFH | Z
ETGW | GW | 0 | 1 | 5 | 0 | SCMH | Z
METUG | GW | 0 | 1 | 5 | 0 | SCMH | Z
U25 | GW | 883 | 1 | 6 | 0 | SCFH | D
METUG | GW | 6 | 1 | 5 | 0 | SCMH | R
U16 | GW | 212 | 1 | 4 | 0 | SCFH | S
METUG | GW | 6 | 1 | 4 | 0 | SCMH | S
400T/C | GW | 400 | 1 | 4 | 0 | SCFH | D
METGW | GW | 212 | 1 | 4 | 0 | SCFH | S
U6 R5 | GW | 6 | 1 | 5 | 0 | SCMH | S
G4 | GW | 212 | 1 | 4 | 0 | SCFH | S
METGW | GW | 212 | 1 | 5 | 0 | SCFH | S
METGW | GW | 6 | 1 | 5 | 0 | SCFH | S
U6 R5 | GW | 212 | 1 | 5 | 0 | SCMH | S
U6 | GW | 6 | 1 | 4 | 0 | SCFH | S
G4 | GW | 0 | 1 | 5 | 0 | SCMH | S
G4 | GW | 0 | 1 | 5 | 1 | SCMH | S
G4 | GW | 212 | 1 | 5 | 0 | SCMH | U
G4 | GW | 0 | 1 | 5 | 1 | SCMH | Z
METUG | GW | 212 | 1 | 4 | 0 | SCFH | S
METGW | GW | 6 | 1 | 5 | 0 | SCMH | D
G4 | GW | 565 | 1 | 5 | 0 | SCMH | S
METGW | GW | 6 | 1 | 4 | 0 | SCMH | S
U6 | GW | 212 | 1 | 5 | 0 | SCMH | S
G4 | GW | 100 | 1 | 5 | 0 | SCMH | S
U6 R5 | GW | 6 | 1 | 5 | 0 | SCMH | Z
U6 | GW | 0 | 1 | 4 | 0 | SCFH | S
G4 | GW | 6 | 1 | 5 | 0 | SCMH | U
U6 R5 | GW | 0 | 1 | 4 | 0 | SCFH | Z
U6 R5 | GW | 11000 | 1 | 4 | 0 | SCFH | S
G4 | GW | 0 | 1 | 5 | 0 | SCMH | Z
METGW | GW | 0 | 1 | 5 | 0 | SCMH | Z
METUG | GW | 0 | 1 | 5 | 0 | SCMH | S
ETUG | GW | 212 | 1 | 5 | 0 | SCMH | S
ETUG | GW | 212 | 1 | 4 | 0 | SCFH | S
ETGW | GW | 212 | 1 | 4 | 0 | SCFH | S
METGW | GW | 6 | 1 | 5 | 0 | SCMH | U
U16 R5 | GW | 212 | 1 | 4 | 0 | SCFH | S
E6 | GW | 212 | 1 | 5 | 0 | SCMH | U
E6 | GW | 6 | 1 | 5 | 0 | SCMH | Z
G4 | GW | 6 | 1 | 4 | 0 | SCFH | S
METUG | GW | 212 | 1 | 5 | 0 | SCMH | D
U6 R5 | GW | 212 | 1 | 5 | 0 | SCMH | Z
METGW | GW | 0 | 1 | 5 | 0 | SCMH | S
G4SC | GW | 6 | 1 | 5 | 0 | SCMH | S
METGW | GW | 212 | 1 | 5 | 0 | SCMH | Z
G4 | GW | 212 | 1 | 5 | 0 | SCMH | Z
E6 | GW | 6 | 1 | 5 | 0 | SCMH | S
METUG | GW | 212 | 1 | 5 | 0 | SCMH | Z
U6 R5 | GW | 212 | 1 | 4 | 0 | SCFH | D
U6 R5 | GW | 6 | 1 | 4 | 0 | SCFH | S
U6 R5 | GW | 0 | 1 | 4 | 0 | SCFH | S
METUG | GW | 212 | 1 | 5 | 0 | SCMH | S
ETGW | GW | 6 | 1 | 5 | 0 | SCMH | S
G4 | GW | 212 | 1 | 5 | 0 | SCMH | S
METGW | GW | 212 | 1 | 5 | 0 | SCMH | S
METUG | GW | 6 | 1 | 4 | 0 | SCFH | S
METGW | GW | 6 | 1 | 4 | 0 | SCFH | S
U6 | GW | 212 | 1 | 5 | 0 | SCMH | Z
U6 | GW | 212 | 100 | 4 | 0 | SCFH | S
METGW | GW | 212 | 1 | 5 | 0 | SCMH | D
N/A | GW | 212 | 1 | 4 | 0 | SCFH | Z
MRTGW | GW | 6 | 1 | 5 | 0 | SCMH | Z
METUG | GW | 6 | 1 | 5 | 0 | SCMH | Z
G4 | GW | 6 | 1 | 5 | 0 | SCMH | Z
U6 | GW | 212 | 1 | 4 | 0 | SCFH | Z
G4 | GW | 6 | 1 | 4 | 0 | SCFH | Z
U6 R5 | GW | 212 | 1 | 4 | 0 | SCFH | Z
METGW | GW | 6 | 1 | 5 | 0 | SCMH | Z
U6 | GW | 6 | 1 | 5 | 0 | SCMH | Z
U16 R5 | GW | 565 | 1 | 4 | 0 | SCFH | S
METGW | GW | 6 | 1 | 5 | 0 | SCMH | S
METUG | GW | 6 | 1 | 5 | 0 | SCMH | S
G4 | GW | 6 | 1 | 5 | 0 | SCMH | S
U65 R5 | GW | 2296 | 1 | 6 | 0 | 0 | S
U40 R5 | GW | 1412 | 1 | 6 | 0 | 0 | S
U100 R5 | GW | 3530 | 1 | 6 | 0 | 0 | S
U160 R5 | GW | 5650 | 1 | 6 | 0 | 0 | S
U16 | GW | 550 | 1 | 4 | 0 | 0 | L
U160 | GW | 5650 | 1 | 6 | 0 | 0 | L
U100 | GW | 3530 | 1 | 6 | 0 | 0 | L
U65 | GW | 2296 | 1 | 6 | 0 | 0 | L
U40 | GW | 1412 | 1 | 6 | 0 | 0 | L
U25 | GW | 883 | 1 | 6 | 0 | 0 | L
E6 | GW | 6 | 1 | 5 | 0 | 0 | U
U6 | GW | 212 | 1 | 4 | 0 | 0 | S
U6 R5 | GW | 212 | 1 | 4 | 0 | 0 | S
400T/C | GW | 400 | 1 | 4 | 0 | 0 | L
350T/C | GW | 350 | 1 | 4 | 0 | 0 | L
200T/C | GW | 200 | 1 | 4 | 0 | 0 | L
1800T/C | GW | 1800 | 1 | 5 | 0 | 0 | L
1200T/C | GW | 1200 | 1 | 5 | 0 | 0 | L
700T/C | GW | 700 | 1 | 5 | 0 | 0 | L
U16 | GW | 565 | 1 | 4 | 0 | 0 | L
U6 | GW | 212 | 1 | 4 | 0 | 0 | L
100T/C | GW | 100 | 1 | 4 | 0 | 0 | L
U25 R5 | GW | 883 | 1 | 6 | 0 | 0 | S
U25 | GW | 883 | 1 | 6 | 0 | 0 | S
U40 | GW | 1412 | 1 | 6 | 0 | 0 | S
U160 | GW | 5650 | 1 | 6 | 0 | 0 | S
U16 | GW | 565 | 1 | 4 | 0 | 0 | S
U100 | GW | 3530 | 1 | 6 | 0 | 0 | S
U65 | GW | 2296 | 1 | 6 | 0 | 0 | S
3000T/C | GW | 3000 | 1 | 5 | 0 | 0 | L
618 | HOC | 35000 | 1 | 4 | 0 | SCFH | Z
8X24 | HOC | 565 | 1 | 6 | 0 | SCFH | S
5X15 | HOC | 12000 | 1 | 6 | 0 | SCFH | S
16X48 | HOC | 250000 | 10 | 6 | 1000 | SCFH | R
14X42 | HOC | 150000 | 10 | 6 | 0 | SCFH | R
12X36 | HOC | 100000 | 10 | 6 | 0 | SCFH | R
10X30 | HOC | 65000 | 1 | 6 | 0 | 0 | R
5X15 | HOC | 12000 | 1 | 6 | 0 | 0 | R
4X12 | HOC | 8000 | 0.1 | 6 | 0 | 0 | R
6X18 | HOC | 20000 | 1 | 6 | 0 | 0 | R
8X24 | HOC | 35000 | 1 | 6 | 0 | 0 | R
U6 | IGT | 6 | 1 | 5 | 0 | SCMH | S
G4 | IGT | 6 | 1 | 5 | 0 | SCMH | S
MDA16 | IGT | 16 | 1 | 6 | 0 | SCMH | S
E6VG370 | IGT | 6 | 1 | 5 | 0 | SCFH | U
MTI4000QH | IGT | 4000 | 1 | 8 | 0 | SCMH | T
MTI25000GL | IGT | 25000 | 10 | 8 | 0 | SCMH | T
MTI16000GL | IGT | 16000 | 10 | 8 | 0 | SCMH | T
MTI2500EF | IGT | 2500 | 1 | 8 | 0 | SCMH | T
MTI1600EF | IGT | 1600 | 1 | 8 | 0 | SCMH | T
MTI1600EE | IGT | 1600 | 1 | 7 | 0 | SCMH | T
MTI1000EE | IGT | 1000 | 1 | 7 | 0 | SCMH | T
MTI650ED | IGT | 650 | 1 | 7 | 0 | SCMH | T
MTI400EC | IGT | 400 | 1 | 7 | 0 | SCMH | T
MTI250EC | IGT | 250 | 1 | 7 | 0 | SCMH | T
MTI160EC | IGT | 160 | 1 | 7 | 0 | SCMH | T
MTI16000GK | IGT | 16000 | 1 | 8 | 0 | SCMH | T
MTI10000GK | IGT | 10000 | 1 | 8 | 0 | SCMH | T
MTI10000GJ | IGT | 10000 | 1 | 8 | 0 | SCMH | T
MTI6500GJ | IGT | 6500 | 1 | 8 | 0 | SCMH | T
MTI6500GH | IGT | 6500 | 1 | 8 | 0 | SCMH | T
MTI4000GH | IGT | 4000 | 1 | 8 | 0 | SCMH | T
MTI4000GG | IGT | 4000 | 1 | 8 | 0 | SCMH | T
MTI2500GG | IGT | 2500 | 1 | 8 | 0 | SCMH | T
MTI1600GGF | IGT | 1600 | 1 | 8 | 0 | SCMH | T
MTI2500GF | IGT | 2500 | 1 | 8 | 0 | SCMH | T
MTI1600GF | IGT | 1600 | 1 | 8 | 0 | SCMH | T
MTI1000GFE | IGT | 1000 | 1 | 7 | 0 | SCMH | T
MTI650GFE | IGT | 650 | 1 | 7 | 0 | SCMH | T
MTI1600GE | IGT | 1600 | 1 | 7 | 0 | SCMH | T
MTI1000GE | IGT | 1000 | 1 | 8 | 0 | SCMH | T
MTI650GE | IGT | 650 | 1 | 7 | 0 | SCMH | T
MTI400GED | IGT | 400 | 1 | 7 | 0 | SCMH | T
MTI650GD | IGT | 650 | 1 | 7 | 0 | SCMH | T
MTI400GD | IGT | 400 | 1 | 7 | 0 | SCMH | T
MTI250GD | IGT | 250 | 1 | 7 | 0 | SCMH | T
MTI400GC | IGT | 400 | 1 | 7 | 0 | SCMH | T
MTI250GC | IGT | 250 | 1 | 7 | 0 | SCMH | T
MTI160GC | IGT | 160 | 1 | 6 | 0 | SCMH | T
MTI100GB | IGT | 100 | 1 | 6 | 0 | SCMH | T
MTI6500QJ | IGT | 6500 | 1 | 8 | 0 | SCMH | T
MTI4000QG | IGT | 4000 | 1 | 8 | 0 | SCMH | T
MTI2500QG | IGT | 2500 | 1 | 8 | 0 | SCMH | T
MTI2500QF | IGT | 2500 | 1 | 8 | 0 | SCMH | T
MTI1600QF | IGT | 1600 | 1 | 8 | 0 | SCMH | T
MTI1000QE | IGT | 1000 | 1 | 7 | 0 | SCMH | T
MTI650QE | IGT | 650 | 1 | 7 | 0 | SCMH | T
MTI400QD | IGT | 400 | 1 | 7 | 0 | SCMH | T
MTI250QC | IGT | 250 | 1 | 7 | 0 | SCMH | T
MTI160QC | IGT | 160 | 1 | 7 | 0 | SCMH | T
MTI100QB | IGT | 100 | 1 | 6 | 0 | SCMH | T
BK G40 | JEA | 1 | 1 | 6 | 0 | SCMH | S
BK G65 | JEA | 25 | 1 | 6 | 0 | SCMH | S
BK-G4 | JEA | 6 | 1 | 5 | 0.1 | SCMH | S
MDA16 | JEA | 160 | 1 | 7 | 0 | SCMH | S
MDK16 | JEA | 6 | 1 | 6 | 0 | SCMH | S
MDA65 | JEA | 6 | 1 | 5 | 0 | SCMH | S
G65 | JEA | 100 | 1 | 7 | 0 | SCMH | R
G100 | JEA | 160 | 1 | 7 | 0.1 | SCMH | S
BK-G10E | JEA | 16 | 1 | 6 | 0 | SCMH | S
U25 | JEA | 25 | 1 | 7 | 0 | SCMH | S
BK G10 | JEA | 17 | 1 | 6 | 0 | SCMH | S
MDK16 | JEA | 6 | 1 | 5 | 0 | SCMH | S
G16 | JEA | 25 | 1 | 6 | 0.1 | SCMH | S
G250 | JEA | 400 | 1 | 7 | 0 | SCMH | S
G160 | JEA | 250 | 1 | 7 | 1 | SCMH | R
BK G10 | JEA | 16 | 1 | 6 | 0 | SCMH | L
BK G25 | JEA | 40 | 1 | 6 | 0 | SCMH | L
G16 | JEA | 40 | 1 | 6 | 0 | SCMH | S
BK G100 | JEA | 100 | 1 | 7 | 0.1 | SCMH | S
U100 | JEA | 16 | 1 | 6 | 0 | SCMH | S
G100 | JEA | 160 | 1 | 7 | 1 | SCMH | R
BK G10 | JEA | 16 | 1 | 6 | 1 | SCMH | D
BK G16 | JEA | 883 | 1 | 6 | 0.1 | SCMH | S
G10 | JEA | 16 | 1 | 6 | 0.1 | SCMH | S
U16 | JEA | 16 | 1 | 6 | 0.01 | SCMH | S
BK G25 | JEA | 40 | 1 | 6 | 0 | SCMH | R
BK-G4 | JEA | 6 | 1 | 6 | 0 | SCMH | S
G100 | JEA | 160 | 1 | 9 | 0 | SCMH | S
BK-G4 | JEA | 6 | 1 | 5 | 0 | SCMH | Z
U16 | JEA | 6 | 1 | 6 | 0 | SCMH | U
BK G40 | JEA | 170 | 1 | 6 | 0 | SCMH | S
U25 | JEA | 883 | 1 | 6 | 0 | SCMH | R
G65 | JEA | 100 | 1 | 6 | 0.1 | SCMH | R
U25 R5 | JEA | 6 | 1 | 6 | 0 | SCMH | S
BK G100 | JEA | 0 | 1 | 7 | 0 | SCMH | S
U16 | JEA | 16 | 1 | 6 | 0 | SCMH | R
G100 | JEA | 100 | 1 | 7 | 0 | SCMH | R
U65 | JEA | 65 | 1 | 6 | 0.1 | SCMH | S
U6 | JEA | 16 | 1 | 5 | 0 | SCMH | S
U6 | JEA | 212 | 1 | 4 | 0 | SCFH | Z
U6 | JEA | 40 | 1 | 6 | 0 | SCMH | S
BK G10 | JEA | 40 | 1 | 6 | 0 | SCMH | S
BK G65 | JEA | 40 | 1 | 6 | 0 | SCMH | S
MDK16 | JEA | 16 | 1 | 6 | 0 | SCMH | D
BK G100 | JEA | 160 | 1 | 7 | 1 | SCMH | R
U40 R5 | JEA | 3600 | 1 | 6 | 0 | SCFH | S
MDA16 | JEA | 16 | 1 | 6 | 0 | SCMH | U
U40 | JEA | 212 | 1 | 6 | 0 | SCMH | S
U25 | JEA | 25 | 1 | 6 | 0.1 | SCMH | S
U6/G4 | JEA | 6 | 1 | 5 | 0 | SCFH | S
U6 | JEA | 212 | 1 | 5 | 0 | SCFH | S
BK G10 | JEA | 16 | 1 | 6 | 1 | SCMH | S
BK G10 | JEA | 6 | 1 | 5 | 0.1 | SCMH | S
BK-G4 | JEA | 6 | 1 | 5 | 0 | SCMH | U
U6/G4 | JEA | 6 | 1 | 5 | 0 | SCMH | U
G10 | JEA | 16 | 1 | 6 | 0.01 | SCMH | S
BK G40 | JEA | 65 | 1 | 6 | 0 | SCMH | R
E6 | JEA | 6 | 1 | 5 | 0 | SCMH | S
MDA16 | JEA | 100 | 1 | 6 | 0 | SCMH | S
BK G65 | JEA | 100 | 1 | 6 | 0.01 | SCMH | S
BK G16 | JEA | 21 | 1 | 6 | 0 | SCMH | S
G4 | JEA | 160 | 1 | 5 | 0 | SCMH | S
G40 | JEA | 65 | 1 | 6 | 0.1 | SCMH | S
BK G10 | JEA | 100 | 1 | 7 | 0 | SCMH | S
MDK65 | JEA | 0 | 1 | 6 | 0 | SCMH | S
MDK16 | JEA | 65 | 1 | 6 | 0 | SCMH | S
U6/G4 | JEA | 6 | 1 | 5 | 0.01 | SCMH | S
G250 | JEA | 400 | 1 | 7 | 1 | SCMH | R
U6 | JEA | 75 | 1 | 5 | 0 | SCMH | S
E6VLG310P | JEA | 6 | 1 | 5 | 0 | SCMH | S
U6 | JEA | 250 | 1 | 5 | 0 | SCMH | S
BK G25 | JEA | 40 | 1 | 6 | 0.01 | SCMH | S
BK-G4 | JEA | 6 | 1 | 5 | 0 | SCMH | S
BK G10 | JEA | 1 | 1 | 6 | 0 | SCMH | S
G4SC | JEA | 6 | 1 | 5 | 0 | SCMH | S
MDK16 | JEA | 16 | 1 | 8 | 0 | SCMH | S
G16 | JEA | 6 | 1 | 6 | 0 | SCMH | S
MDK25 | JEA | 25 | 1 | 6 | 0 | SCMH | D
ETX6 | JEA | 6 | 1 | 5 | 0 | SCMH | S
U160 | JEA | 0 | 1 | 7 | 0 | SCMH | S
BK G25 | JEA | 40 | 1 | 6 | 0 | SCMH | T
BK G10 | JEA | 1600 | 1 | 6 | 0 | SCMH | S
MDK25 | JEA | 25 | 1 | 6 | 0 | SCMH | R
MDK16 | JEA | 16 | 1 | 6 | 0 | SCMH | R
MDK160 | JEA | 16 | 1 | 7 | 0 | SCMH | S
BK G40 | JEA | 21 | 1 | 6 | 0 | SCMH | S
BK G25 | JEA | 21 | 1 | 6 | 0 | SCMH | S
U100 | JEA | 160 | 1 | 6 | 0 | SCMH | D
BK G25 | JEA | 1412 | 1 | 6 | 0 | SCFH | S
U40 | JEA | 40 | 1 | 6 | 0 | SCFH | D
U6 | JEA | 221 | 1 | 5 | 0 | SCMH | S
G25 | JEA | 0 | 1 | 6 | 0 | SCMH | S
BK G10 | JEA | 16 | 1 | 6 | 0.01 | SCMH | S
U6 | JEA | 6 | 1 | 6 | 0 | SCFH | S
BK G10 | JEA | 160 | 1 | 6 | 1 | SCMH | S
MDK25 | JEA | 16 | 1 | 6 | 0 | SCMH | S
U16 | JEA | 63 | 1 | 6 | 0 | SCMH | S
G25/U40 | JEA | 40 | 1 | 6 | 0 | SCMH | D
MDK25 | JEA | 25 | 1 | 8 | 0 | SCMH | S
U6 R5 | JEA | 6 | 1 | 5 | 0 | SCMH | S
U40 | JEA | 40 | 1 | 6 | 0.1 | SCMH | S
U6 | JEA | 6 | 1 | 4 | 0 | SCFH | S
BK G16 | JEA | 25 | 1 | 6 | 0 | SCMH | R
U100 | JEA | 0 | 1 | 6 | 0 | SCMH | D
U6 | JEA | 212 | 1 | 4 | 0 | SCFH | S
BK G65 | JEA | 6 | 1 | 5 | 0 | SCMH | S
G40 | JEA | 100 | 1 | 6 | 0 | SCMH | S
G10 | JEA | 40 | 1 | 6 | 0 | SCMH | S
BK G10 | JEA | 16000 | 1 | 6 | 0 | SCMH | S
BK G65 | JEA | 1 | 1 | 6 | 0 | SCMH | S
U6 | JEA | 2262 | 1 | 5 | 0 | SCMH | S
G40 | JEA | 65 | 1 | 6 | 0.01 | SCMH | S
G160 | JEA | 250 | 1 | 7 | 1 | SCMH | T
BK G40 | JEA | 6 | 1 | 6 | 0 | SCMH | S
G160 | JEA | 250 | 1 | 7 | 0 | SCMH | R
MDA25 | JEA | 16 | 1 | 6 | 0 | SCMH | S
BK G25 | JEA | 160 | 1 | 6 | 1 | SCMH | S
BK G40 | JEA | 65 | 1 | 7 | 0 | SCMH | S
BK G40 | JEA | 65 | 1 | 6 | 0.01 | SCMH | S
G65 | JEA | 40 | 1 | 6 | 0 | SCMH | S
BK G40 | JEA | 65 | 1 | 6 | 1 | SCMH | S
BK G16 | JEA | 100 | 1 | 6 | 0 | SCMH | S
BK G40 | JEA | 100 | 1 | 6 | 0 | SCMH | S
BK G40 | JEA | 0 | 1 | 6 | 0 | SCMH | S
MDA16 | JEA | 16 | 1 | 6 | 0 | SCMH | Z
U6 | JEA | 100 | 1 | 5 | 0 | SCMH | S
U100 | JEA | 160 | 1 | 6 | 0 | SCMH | S
U6 | JEA | 565 | 1 | 6 | 0 | SCFH | S
BK G10 | JEA | 21 | 1 | 6 | 0 | SCMH | S
MDK160 | JEA | 160 | 1 | 6 | 0 | SCMH | S
Q400 | JEA | 650 | 1 | 7 | 0 | SCMH | S
MDA100 | JEA | 100 | 1 | 6 | 0 | SCMH | D
G4 | JEA | 4 | 1 | 5 | 0 | SCMH | S
BK G100 | JEA | 160 | 1 | 7 | 10 | SCMH | S
G16 | JEA | 565 | 1 | 6 | 0 | SCMH | S
BK G10 | JEA | 6 | 1 | 6 | 0 | SCFH | S
BK G65 | JEA | 0 | 1 | 6 | 0 | SCMH | S
G10 | JEA | 6 | 1 | 5 | 0 | SCMH | S
BK G10 | JEA | 16 | 1 | 6 | 0 | SCMH | U
G4 | JEA | 18 | 1 | 5 | 0 | SCMH | S
G16 | JEA | 25 | 1 | 6 | 0 | SCMH | R
BK-G4 | JEA | 6 | 1 | 5 | 0 | SCMH | D
U25 R5 | JEA | 883 | 1 | 4 | 0 | SCFH | S
G10 | JEA | 0 | 1 | 6 | 0 | SCMH | S
MDA160 | JEA | 160 | 1 | 7 | 0 | SCMH | D
RABOG65 | JEA | 100 | 1 | 6 | 10 | SCMH | R
U6 | JEA | 212 | 1 | 5 | 0 | SCMH | D
U40 | JEA | 40 | 100 | 6 | 0 | SCMH | S
U16 | JEA | 16 | 1 | 6 | 0.1 | SCMH | S
U6 | JEA | 25 | 1 | 6 | 0 | SCMH | D
BK G16 | JEA | 6 | 1 | 5 | 0.1 | SCMH | S
U100 | JEA | 100 | 1 | 6 | 0.1 | SCMH | S
G4 | JEA | 6 | 1 | 5 | 0 | SCFH | S
BK-G25E | JEA | 40 | 1 | 6 | 0 | SCFH | S
U65 | JEA | 6 | 1 | 6 | 0 | SCMH | S
BK G10 | JEA | 99 | 1 | 6 | 0 | SCMH | S
BK-G40E | JEA | 65 | 1 | 7 | 0 | SCMH | S
U25 R5 | JEA | 25 | 100 | 6 | 0 | SCMH | S
BK G10 | JEA | 15 | 1 | 6 | 0 | SCMH | S
U16 | JEA | 160 | 1 | 7 | 0 | SCMH | S
MDK40 | JEA | 40 | 1 | 6 | 0 | SCMH | R
MDA40 | JEA | 40 | 1 | 5 | 0 | SCMH | S
MDA40 | JEA | 25 | 1 | 6 | 0 | SCMH | S
BK-G4 | JEA | 6 | 0.01 | 9 | 0 | SCFH | S
BK G25 | JEA | 40 | 1 | 5 | 0 | SCMH | S
BK G16 | JEA | 25 | 1 | 5 | 0.1 | SCMH | S
BK G10 | JEA | 16 | 0.1 | 9 | 0 | SCFH | S
BK G25 | JEA | 28 | 1 | 6 | 0 | SCMH | S
BK G10 | JEA | 0 | 1 | 4 | 0 | SCFH | Z
U6/G4 | JEA | 6 | 1 | 5 | 0 | SCMH | Z
U6/G4 | JEA | 0 | 1 | 5 | 0 | SCMH | U
MDK65 | JEA | 65 | 1 | 7 | 0 | SCMH | S
BK-G4 | JEA | 6 | 1 | 5 | 0 | SCFH | S
G65 | JEA | 212 | 1 | 6 | 0 | SCMH | R
BK G100 | JEA | 25 | 1 | 6 | 0 | SCMH | S
G4 | JEA | 17 | 1 | 5 | 0 | SCMH | S
BK G25 | JEA | 40 | 1 | 6 | 0 | SCMH | Z
BK G65 | JEA | 100 | 1 | 7 | 0 | SCMH | S
U160 R5 | JEA | 5650 | 1 | 6 | 0 | SCMH | S
U25 | JEA | 25 | 1 | 6 | 0.1 | SCMH | L
BK G25 | JEA | 40 | 0.1 | 6 | 0 | SCFH | S
U25 | JEA | 25 | 0.1 | 6 | 0 | SCMH | S
U160 | JEA | 160 | 1 | 7 | 0 | SCFH | D
U40 R5 | JEA | 1413 | 0.1 | 6 | 0 | SCFH | S
MDA16 | JEA | 16 | 1 | 6 | 0.1 | SCMH | S
MDK16 | JEA | 16 | 1 | 6 | 0 | SCMH | U
G10 | JEA | 16 | 1 | 4 | 0 | SCFH | Z
X6 | JEA | 6 | 1 | 5 | 0 | SCMH | U
BK G40 | JEA | 65 | 1 | 6 | 0.1 | SCMH | Z
BK G10 | JEA | 16 | 1 | 6 | 0.1 | SCMH | Z
U100 | JEA | 651 | 1 | 6 | 0 | SCMH | S
U16 R5 | JEA | 565 | 1 | 5 | 0.01 | SCFH | S
MDK40 | JEA | 25 | 1 | 6 | 0 | SCMH | D
G4 | JEA | 16 | 1 | 5 | 0 | SCMH | D
U40 | JEA | 40 | 1 | 6 | 0.1 | SCMH | L
BK-G4E | JEA | 6 | 1 | 5 | 0 | SCMH | S
U25 R5 | JEA | 883 | 10 | 6 | 0 | SCFH | S
BK G100 | JEA | 16 | 1 | 7 | 0 | SCMH | D
U6/G4 | JEA | 6 | 1 | 6 | 0 | SCMH | S
BK G10 | JEA | 16 | 1 | 6 | 0 | SCMH | Z
BK G40 | JEA | 212 | 1 | 6 | 0 | SCMH | S
U65 R5 | JEA | 212 | 1 | 6 | 0 | SCFH | S
BK G65 | JEA | 65 | 1 | 6 | 0.1 | SCMH | S
MDK25 | JEA | 25 | 0.01 | 6 | 0 | SCMH | S
MDK16 | JEA | 16 | 0.01 | 6 | 0 | SCMH | S
MDK40 | JEA | 40 | 0.01 | 6 | 0 | SCMH | S
U65 | JEA | 65 | 1 | 6 | 0 | SCMH | L
MDK16 | JEA | 16 | 1 | 7 | 0 | SCMH | S
U40 | JEA | 40 | 1 | 6 | 0 | SCMH | L
BK G16 | JEA | 25 | 1 | 7 | 0 | SCMH | S
BK G40 | JEA | 0 | 1 | 6 | 0 | SCMH | D
G65 | JEA | 100 | 1 | 6 | 10 | SCMH | R
BK G10 | JEA | 6 | 0.01 | 6 | 0 | SCFH | S
U25 R5 | JEA | 883 | 1 | 4 | 0 | SCFH | Z
G160 | JEA | 25 | 1 | 6 | 0 | SCMH | S
U16 | JEA | 16 | 1 | 6 | 0.1 | SCMH | L
U16 | JEA | 16 | 1 | 6 | 0 | SCMH | L
BK-G65E | JEA | 100 | 1 | 6 | 0 | SCMH | S
BK-G40E | JEA | 65 | 1 | 6 | 0 | SCMH | S
BK G16 | JEA | 2007 | 1 | 6 | 0 | SCMH | S
BK G10 | JEA | 6 | 1 | 6 | 0 | SCMH | L
MDK65 | JEA | 65 | 1 | 6 | 0 | SCMH | D
BK-G10E | JEA | 16 | 1 | 6 | 0.1 | SCMH | S
U40 | JEA | 6 | 1 | 6 | 0 | SCFH | S
BK G10 | JEA | 16 | 0.1 | 6 | 0 | SCFH | S
MDK16 | JEA | 6 | 1 | 6 | 0 | SCMH | U
BK G16 | JEA | 212 | 1 | 6 | 0 | SCMH | S
BK-G100E | JEA | 160 | 1 | 7 | 0 | SCMH | S
MDK100 | JEA | 6 | 1 | 6 | 0 | SCMH | S
MDK65 | JEA | 65 | 1 | 5 | 0 | SCMH | S
U16 | JEA | 100 | 1 | 6 | 0 | SCMH | S
U100 | JEA | 100 | 1 | 6 | 0 | SCMH | L
E6 | JEA | 6 | 1 | 6 | 0 | SCFH | S
MDK65 | JEA | 25 | 1 | 6 | 0 | SCMH | S
G4 | JEA | 100 | 1 | 6 | 0 | SCMH | S
G65 | JEA | 100 | 1 | 6 | 0 | SCFH | R
BK G25 | JEA | 40 | 1 | 6 | 0.1 | SCFH | S
G10 | JEA | 6 | 1 | 5 | 0 | SCMH | D
U25 | JEA | 25 | 1 | 6 | 0 | SCMH | Z
BK G16 | JEA | 0 | 1 | 6 | 0 | SCMH | S
BK G100 | JEA | 1600 | 1 | 7 | 0 | SCMH | S
MDK16 | JEA | 16 | 1 | 5 | 0 | SCMH | S
BK G16 | JEA | 6 | 1 | 5 | 0 | SCFH | S
BK G100 | JEA | 150 | 1 | 7 | 0 | SCMH | S
U6 | JEA | 6 | 1 | 5 | 0 | SCMH | U
MDK100 | JEA | 100 | 1 | 6 | 0 | SCMH | D
U65 | JEA | 65 | 1 | 6 | 0 | SCMH | Z
U6/G4 | JEA | 6 | 1 | 5 | 0 | SCMH | R
U6 | JEA | 565 | 1 | 5 | 0 | SCMH | Z
MDK160 | JEA | 160 | 1 | 7 | 0 | SCMH | D
METLG210 | JEA | 6 | 1 | 5 | 0 | SCMH | S
G6 | JEA | 6 | 1 | 5 | 0 | SCMH | S
U25 R5 | JEA | 883 | 1 | 6 | 0.1 | SCFH | S
G25 | JEA | 40 | 1 | 6 | 0.1 | SCMH | R
U6 | JEA | 0.6 | 1 | 5 | 0 | SCMH | D
U100 R5 | JEA | 3530 | 1 | 6 | 0 | SCMH | S
MRR0300GD | JEA | 300 | 1 | 7 | 0 | SCMH | R
BK G16 | JEA | 25 | 1 | 6 | 1 | SCMH | S
MDK40 | JEA | 40 | 1 | 6 | 0 | SCMH | D
BK G100 | JEA | 1600 | 1 | 7 | 1 | SCMH | S
U16 | JEA | 65 | 1 | 6 | 0 | SCMH | S
U25 R5 | JEA | 565 | 1 | 6 | 0 | SCFH | S
U6 R5 | JEA | 1413 | 1 | 6 | 0 | SCFH | S
BK G16 | JEA | 25 | 10 | 6 | 0 | SCFH | S
BK-G16E | JEA | 25000 | 1 | 6 | 0 | SCMH | S
BK G65 | JEA | 100100 | 1 | 6 | 0 | SCMH | S
BK G100 | JEA | 160 | 1 | 7 | 0.01 | SCMH | S
U25 | JEA | 25 | 1 | 6 | 0 | SCMH | L
MDK25 | JEA | 65 | 1 | 6 | 0 | SCMH | D
U16 R5 | JEA | 6 | 1 | 5 | 0 | SCMH | S
G16 | JEA | 65 | 1 | 6 | 0 | SCMH | Z
Q250 | JEA | 14000 | 1 | 7 | 0 | SCMH | T
BK G65 | JEA | 100 | 1 | 6 | 0 | SCMH | Z
U6/G4 | JEA | 6 | 1 | 5 | 0 | SCMH | D
U40 | JEA | 1412 | 1 | 6 | 0 | SCMH | L
BK G25 | JEA | 565 | 1 | 6 | 0 | SCMH | S
METUG | JEA | 6 | 1 | 5 | 0 | SCMH | S
U6 R5 | JEA | 212 | 1 | 4 | 0 | SCFH | S
G100 | JEA | 160 | 1 | 7 | 0.01 | SCMH | S
BK G10 | JEA | 100 | 1 | 6 | 0 | SCMH | S
BK G10 | JEA | 229 | 1 | 6 | 0 | SCMH | S
U16 | JEA | 0 | 1 | 4 | 0 | SCMH | S
METLG210 | JEA | 6 | 1 | 5 | 0 | SCMH | U
RABOG250 | JEA | 400 | 1 | 7 | 0 | SCMH | R
MDK65 | JEA | 16 | 1 | 6 | 0 | SCMH | S
G65 | JEA | 100 | 1 | 6 | 0.1 | SCMH | S
BK G65 | JEA | 100 | 1 | 6 | 1 | SCMH | S
MDK40 | JEA | 6 | 1 | 6 | 0 | SCMH | S
MDA16 | JEA | 6 | 1 | 6 | 0 | SCMH | S
G4 | JEA | 6 | 1 | 5 | 0.01 | SCMH | S
G4 | JEA | 6 | 1 | 5 | 0.1 | SCMH | S
U6/G4 | JEA | 25 | 1 | 6 | 0 | SCMH | S
BK G25 | JEA | 40 | 10 | 6 | 0 | SCFH | S
U16 R5 | JEA | 880 | 1 | 4 | 0 | SCFH | S
U6 R5 | JEA | 6 | 1 | 6 | 0 | SCMH | S
MDK160 | JEA | 100 | 1 | 7 | 0 | SCMH | S
BK G10 | JEA | 2012 | 1 | 6 | 0 | SCMH | S
BK G10 | JEA | 81600 | 1 | 6 | 0 | SCMH | S
BK G10 | JEA | 16 | 10 | 6 | 0 | SCFH | S
BK-G25E | JEA | 40 | 1 | 6 | 0 | SCMH | S
BK-G16E | JEA | 25 | 1 | 6 | 0 | SCMH | S
MRD1600B4F | JEA | 1600 | 1 | 8 | 0 | SCMH | S
BK G6 | JEA | 10 | 1 | 5 | 0 | SCMH | S
U25 | JEA | 1 | 1 | 6 | 0 | SCMH | S
E6 | JEA | 16 | 1 | 6 | 0 | SCMH | S
G4 | JEA | 6 | 1 | 5 | 0 | SCMH | U
U65 | JEA | 100 | 1 | 6 | 0 | SCMH | S
BK G16 | JEA | 25 | 1 | 6 | 0 | SCMH | Z
BK G25 | JEA | 25 | 1 | 6 | 0.1 | SCMH | S
BK G40 | JEA | 65 | 1 | 6 | 0 | SCMH | T
BK G100 | JEA | 160 | 1 | 7 | 0 | SCMH | T
U6 | JEA | 6 | 1 | 5 | 0.01 | SCMH | S
BK G25 | JEA | 1412 | 1 | 6 | 0 | SCMH | S
U16 R5 | JEA | 16 | 1 | 6 | 0 | SCFH | S
U16 | JEA | 16 | 1 | 4 | 0 | SCFH | Z
BK G65 | JEA | 16 | 1 | 6 | 0 | SCMH | S
BK G100 | JEA | 160 | 1 | 7 | 0 | SCMH | Z
BK G10 | JEA | 16 | 1 | 4 | 0 | SCFH | S
BK G25 | JEA | 25 | 1 | 6 | 0.01 | SCMH | S
RABOG65 | JEA | 100 | 1 | 6 | 0 | SCMH | R
MDK16 | JEA | 16 | 1 | 6 | 0.01 | SCMH | S
G250 | JEA | 250 | 1 | 7 | 0 | SCMH | S
MDK16 | JEA | 0 | 1 | 7 | 0 | SCMH | D
Q250 | JEA | 400 | 1 | 7 | 0 | 0 | T
BK G40 | JEA | 65 | 1 | 6 | 0 | SCMH | L
BK G16 | JEA | 25 | 1 | 6 | 0.1 | SCMH | T
MDK16 | JEA | 16 | 1 | 6 | 0.1 | SCMH | S
U65 | JEA | 1412 | 1 | 6 | 0 | SCFH | S
G100 | JEA | 100 | 1 | 7 | 0 | SCMH | S
MRI0160RC | JEA | 16 | 1 | 6 | 0 | SCMH | S
BK G10 | JEA | 565 | 1 | 6 | 0 | SCMH | Z
BK G10 | JEA | 65 | 1 | 6 | 0 | SCMH | S
G10 | JEA | 160 | 1 | 6 | 0 | SCMH | S
BK G16 | JEA | 25 | 1 | 5 | 0 | SCMH | S
U6 | JEA | 6 | 1 | 6 | 0 | SCMH | S
U16 | JEA | 6 | 1 | 5 | 0 | SCMH | S
U16 | JEA | 16 | 1 | 6 | 10 | SCMH | S
BK G25 | JEA | 6 | 1 | 6 | 0 | SCMH | S
BK G10 | JEA | 565 | 1 | 6 | 0 | SCMH | S
BK G65 | JEA | 6 | 1 | 6 | 0 | SCMH | S
U6 | JEA | 565 | 1 | 5 | 0 | SCFH | S
U160 | JEA | 16 | 1 | 7 | 0 | SCMH | S
G16 | JEA | 212 | 1 | 6 | 0 | SCMH | S
MDA65 | JEA | 0 | 1 | 6 | 0 | SCMH | S
BK G65 | JEA | 100 | 1 | 6 | 0 | SCMH | R
BK G25 | JEA | 0 | 1 | 6 | 0 | SCMH | S
BK G10 | JEA | 10 | 1 | 6 | 0 | SCMH | S
U25 | JEA | 40 | 1 | 6 | 0 | SCMH | D
BK G10 | JEA | 16 | 1 | 7 | 0 | SCMH | S
BK G100 | JEA | 100 | 1 | 7 | 0 | SCMH | S
BK G65 | JEA | 100 | 1 | 6 | 0 | SCMH | T
BK G100 | JEA | 65 | 1 | 6 | 0 | SCMH | S
BK G40 | JEA | 65 | 1 | 6 | 0 | SCMH | D
BK G40 | JEA | 60 | 1 | 6 | 0 | SCMH | S
U100 | JEA | 65 | 1 | 6 | 0 | SCMH | S
U16 | JEA | 16 | 1 | 6 | 0 | SCFH | D
U40 | JEA | 25 | 1 | 6 | 0 | SCMH | S
G16 | JEA | 25 | 1 | 6 | 0 | SCMH | D
BK G40 | JEA | 40 | 1 | 6 | 0.1 | SCMH | S
BK G100 | JEA | 16 | 1 | 7 | 0 | SCMH | S
BK G16 | JEA | 16 | 1 | 6 | 0.1 | SCMH | S
Q250 | JEA | 400 | 1 | 7 | 0 | SCMH | T
U6 | JEA | 212 | 1 | 5 | 0 | SCMH | S
BK G10 | JEA | 16 | 1 | 5 | 0 | SCMH | S
U160 | JEA | 250 | 1 | 7 | 0 | SCMH | S
BK G16 | JEA | 883 | 1 | 6 | 0 | SCMH | S
MDU16W | JEA | 16 | 1 | 6 | 0 | SCMH | S
G4 | JEA | 60 | 1 | 5 | 0 | SCMH | S
BK G65 | JEA | 100 | 1 | 6 | 0.1 | SCMH | S
U6/G4 | JEA | 6 | 1 | 7 | 0 | SCMH | D
U65 | JEA | 65 | 1 | 6 | 10 | SCMH | S
BK G16 | JEA | 253 | 1 | 6 | 0 | SCMH | S
U40 | JEA | 16 | 1 | 6 | 0 | SCMH | S
G4 | JEA | 6 | 1 | 6 | 0 | SCMH | S
MDK65 | JEA | 65 | 1 | 6 | 0 | SCMH | S
BK G16 | JEA | 6 | 1 | 5 | 0 | SCMH | S
G40 | JEA | 16 | 1 | 6 | 0 | SCMH | S
BK G40 | JEA | 65 | 1 | 5 | 0 | SCMH | S
BK G100 | JEA | 160 | 1 | 7 | 0 | SCMH | R
BK G10 | JEA | 6 | 1 | 5 | 0 | SCMH | S
G4 | JEA | 16 | 1 | 5 | 0 | SCMH | S
BK G100 | JEA | 160 | 1 | 7 | 0.1 | SCMH | S
BK G16 | JEA | 25 | 1 | 6 | 0 | SCMH | D
BK G10 | JEA | 16 | 1 | 6 | 0 | SCMH | D
G4 | JEA | 0 | 1 | 5 | 0 | SCMH | S
U100 R5 | JEA | 100 | 1 | 6 | 0 | SCMH | S
MDK160 | JEA | 160 | 1 | 7 | 0 | SCMH | S
BK G40 | JEA | 16 | 1 | 6 | 0 | SCMH | S
BK G10 | JEA | 0 | 1 | 6 | 0 | SCMH | S
BK G100 | JEA | 160 | 1 | 7 | 0 | SCMH | D
U16 | JEA | 25 | 1 | 6 | 0 | SCMH | S
U65 | JEA | 883 | 1 | 6 | 0 | SCFH | D
U25 | JEA | 0 | 1 | 6 | 0 | SCMH | S
MRD0310B4D | JEA | 310 | 1 | 7 | 0 | SCMH | R
BK G16 | JEA | 25 | 1 | 6 | 0.01 | SCMH | S
Q650 | JEA | 35000 | 0.1 | 8 | 0 | SCFH | T
BK G25 | JEA | 16 | 1 | 6 | 0 | SCMH | S
G40 | JEA | 6 | 1 | 6 | 0 | SCMH | S
MDK40 | JEA | 40 | 1 | 6 | 0 | SCMH | S
BK G10 | JEA | 160 | 1 | 6 | 0.1 | SCMH | S
MDK25 | JEA | 25 | 1 | 6 | 0 | SCMH | S
MDK16 | JEA | 16 | 1 | 6 | 0 | SCMH | S
U16 | JEA | 40 | 1 | 6 | 0 | SCMH | D
BK G25 | JEA | 6 | 1 | 5 | 0 | SCMH | S
G10 | JEA | 25 | 1 | 6 | 0 | SCMH | S
G16 | JEA | 16 | 1 | 6 | 0 | SCMH | Z
U6 | JEA | 212 | 1 | 6 | 0 | SCMH | S
U65 R5 | JEA | 65 | 1 | 6 | 0 | SCMH | S
BK G16 | JEA | 65 | 1 | 6 | 0 | SCMH | S
BK G16 | JEA | 125 | 1 | 6 | 0 | SCMH | S
U6/G4 | JEA | 16 | 1 | 6 | 0 | SCMH | S
BK G25 | JEA | 1 | 1 | 6 | 0 | SCMH | S
U100 | JEA | 3530 | 1 | 6 | 0 | SCFH | S
U40 | JEA | 1075 | 1 | 6 | 0 | SCMH | D
BK G65 | JEA | 1412 | 1 | 6 | 0 | SCMH | S
MDK25 | JEA | 6 | 1 | 6 | 0 | SCMH | S
MDA25W | JEA | 25 | 1 | 6 | 0 | SCMH | S
BK G25 | JEA | 40 | 1 | 6 | 0.1 | SCMH | S
BK G40 | JEA | 65 | 1 | 6 | 0 | SCMH | Z
MDK100 | JEA | 100 | 1 | 6 | 0 | SCMH | S
U6 | JEA | 6 | 1 | 5 | 0 | SCFH | S
U16 | JEA | 16 | 1 | 6 | 0 | SCMH | U
BK G65 | JEA | 100 | 1 | 6 | 0 | SCMH | D
U6/G4 | JEA | 6 | 1 | 4 | 0 | SCMH | S
BK G10 | JEA | 160 | 1 | 7 | 0 | SCMH | S
BK G65 | JEA | 160 | 1 | 7 | 0 | SCMH | S
BK G40 | JEA | 25 | 1 | 6 | 0 | SCMH | S
BK G6 | JEA | 100 | 1 | 6 | 0 | SCMH | S
U40 | JEA | 6 | 1 | 6 | 0 | SCMH | D
U25 | JEA | 25 | 1 | 6 | 0 | SCMH | U
U25 R5 | JEA | 40 | 1 | 6 | 0 | SCMH | S
G10 | JEA | 16 | 1 | 5 | 0 | SCMH | S
BK G10 | JEA | 6 | 1 | 6 | 0 | SCMH | S
U16 | JEA | 565 | 1 | 6 | 0 | SCMH | D
U100 | JEA | 16 | 1 | 6 | 0 | SCMH | D
MDA40 | JEA | 40 | 1 | 6 | 0 | SCMH | D
BK G25 | JEA | 100 | 1 | 6 | 0 | SCMH | S
BK G40 | JEA | 650 | 1 | 6 | 0 | SCMH | S
BK G10 | JEA | 160 | 1 | 6 | 0 | SCMH | S
U160 | JEA | 6 | 1 | 7 | 0 | SCMH | D
U25 R5 | JEA | 25 | 1 | 6 | 0 | SCMH | S
U16 | JEA | 100 | 1 | 6 | 0 | SCMH | D
F35 | JEA | 6 | 1 | 5 | 0 | SCMH | S
U40 | JEA | 65 | 1 | 6 | 0 | SCMH | D
U6 | JEA | 6 | 1 | 5 | 0 | SCMH | T
BK G25 | JEA | 25 | 1 | 6 | 0 | SCMH | S
U65 | JEA | 1075 | 1 | 6 | 0 | SCMH | D
G16 | JEA | 16 | 1 | 6 | 0 | SCMH | S
G10 | JEA | 16 | 1 | 6 | 0 | SCMH | R
BK G65 | JEA | 65 | 1 | 6 | 0 | SCMH | S
BK G25 | JEA | 65 | 1 | 6 | 0 | SCMH | S
BK G16 | JEA | 6 | 1 | 6 | 0 | SCMH | S
BK G16 | JEA | 25 | 1 | 6 | 0 | SCFH | S
U40 | JEA | 1413 | 1 | 6 | 0 | SCMH | D
BK G16 | JEA | 16 | 1 | 6 | 0 | SCMH | S
BK G40 | JEA | 35 | 1 | 6 | 0 | SCMH | S
U6 | JEA | 160 | 1 | 6 | 0 | SCMH | S
MDA160 | JEA | 160 | 1 | 7 | 0 | SCMH | S
BK G16 | JEA | 250 | 1 | 6 | 0 | SCMH | S
G4 | JEA | 40 | 1 | 6 | 0 | SCMH | S
G25 | JEA | 40 | 1 | 6 | 0 | SCFH | S
BK G25 | JEA | 40 | 1 | 6 | 0 | SCFH | S
U16 | JEA | 0 | 1 | 6 | 0 | SCMH | S
BK G25 | JEA | 400 | 1 | 6 | 0 | SCMH | S
BK G16 | JEA | 25 | 1 | 6 | 0 | SCMH | T
U160 | JEA | 5650 | 1 | 6 | 0 | SCFH | S
MDA65 | JEA | 0 | 1 | 6 | 0 | SCMH | Z
U25 | JEA | 16 | 1 | 6 | 0 | SCMH | D
BK G40 | JEA | 40 | 1 | 6 | 0 | SCMH | S
MDU65W | JEA | 65 | 1 | 6 | 0 | SCMH | S
U65 | JEA | 565 | 1 | 6 | 0 | SCMH | S
U40 | JEA | 1413 | 1 | 6 | 0 | SCFH | S
BK G16 | JEA | 40 | 1 | 6 | 0 | SCMH | S
U160 | JEA | 160 | 1 | 7 | 0 | SCMH | R
U25 | JEA | 40 | 1 | 6 | 0 | SCMH | S
U16 | JEA | 16 | 1 | 5 | 0 | SCMH | D
BK G10 | JEA | 16 | 1 | 6 | 0 | SCFH | S
BK G40 | JEA | 65 | 1 | 6 | 0.1 | SCMH | S
BK G10 | JEA | 25 | 1 | 6 | 0 | SCMH | S
G25 | JEA | 400 | 1 | 6 | 0 | SCMH | S
U65 R5 | JEA | 100 | 1 | 6 | 0 | SCMH | S
U160 | JEA | 5650 | 1 | 7 | 0 | SCMH | D
U65 | JEA | 2296 | 1 | 6 | 0 | SCMH | D
G4 | JEA | 212 | 1 | 5 | 0 | SCMH | S
U6 | JEA | 40 | 1 | 6 | 0 | SCMH | D
U65 | JEA | 0 | 1 | 6 | 0 | SCMH | D
U65 | JEA | 65 | 1 | 6 | 0 | SCMH | U
U65 | JEA | 0 | 1 | 6 | 0 | SCMH | S
U100 | JEA | 0 | 1 | 6 | 0 | SCMH | S
G16 | JEA | 160 | 1 | 6 | 0 | SCMH | S
U6 | JEA | 6 | 1 | 5 | 0 | SCMH | S
U65 | JEA | 6 | 1 | 6 | 0 | SCMH | D
BK G100 | JEA | 160 | 1 | 7 | 1 | SCMH | S
BK G40 | JEA | 65 | 1 | 6 | 10 | SCMH | S
BK G100 | JEA | 160 | 1 | 7 | 0 | SCMH | S
U25 | JEA | 883 | 1 | 6 | 0 | SCMH | D
U16 | JEA | 16 | 1 | 6 | 0 | SCMH | Z
BK G25 | JEA | 40 | 1 | 6 | 0 | SCMH | D
U100 | JEA | 3530 | 1 | 6 | 0 | SCMH | S
BK G65 | JEA | 100 | 1 | 6 | 10 | SCMH | S
BK G100 | JEA | 160 | 1 | 6 | 0 | SCMH | S
BK G25 | JEA | 40 | 1 | 6 | 1 | SCMH | S
U40 R5 | JEA | 1412 | 1 | 6 | 0 | SCMH | S
U25 | JEA | 883 | 1 | 6 | 0 | SCMH | Z
BK G10 | JEA | 16 | 1 | 6 | 10 | SCMH | S
BK G40 | JEA | 65 | 1 | 6 | 0 | SCMH | S
U100 | JEA | 100 | 1 | 6 | 0 | SCMH | Z
MDA25 | JEA | 25 | 1 | 6 | 0 | SCMH | S
BK G65 | JEA | 100 | 1 | 6 | 0 | SCMH | S
G4 | JEA | 16 | 1 | 6 | 0 | SCMH | S
U16 R5 | JEA | 565 | 1 | 6 | 0 | SCMH | S
BK G10 | JEA | 16 | 1 | 6 | 0.1 | SCMH | S
BK G10 | JEA | 16 | 1 | 6 | 0 | SCMH | S
G40 | JEA | 650 | 1 | 6 | 0 | SCMH | S
G65 | JEA | 100 | 1 | 6 | 0 | SCMH | R
U100 | JEA | 6 | 1 | 6 | 0 | SCMH | S
U160 | JEA | 160 | 1 | 8 | 0 | SCMH | S
G100 | JEA | 160 | 1 | 6 | 0 | SCMH | S
G10 | JEA | 6 | 1 | 6 | 0 | SCMH | S
U6/G4 | JEA | 0 | 1 | 5 | 0 | SCMH | Z
U6 | JEA | 16 | 1 | 6 | 0 | SCMH | S
G100 | JEA | 160 | 1 | 7 | 0 | SCMH | D
G10 | JEA | 16 | 1 | 6 | 0 | SCMH | D
U100 | JEA | 100 | 1 | 7 | 0 | SCMH | S
U16 | JEA | 16 | 1 | 5 | 0 | SCMH | S
U40 | JEA | 1413 | 1 | 6 | 0 | SCMH | S
U25 | JEA | 883 | 1 | 6 | 0 | SCMH | S
MDU25W | JEA | 25 | 1 | 6 | 0 | SCMH | S
G65 | JEA | 65 | 1 | 6 | 0 | SCMH | S
U16 | JEA | 0 | 1 | 6 | 0 | SCMH | D
U16 | JEA | 25 | 1 | 6 | 0 | SCMH | D
U65 | JEA | 2296 | 1 | 6 | 0 | SCMH | S
U16 | JEA | 116 | 1 | 6 | 0 | SCMH | D
U40 R5 | JEA | 1412 | 1 | 6 | 0 | SCFH | S
U6/G4 | JEA | 0 | 1 | 5 | 0 | SCMH | S
U16 | JEA | 212 | 1 | 6 | 0 | SCMH | S
Q1600 | JEA | 90000 | 0.1 | 8 | 0 | SCFH | T
U16 | JEA | 6 | 1 | 6 | 0 | SCMH | S
U16 R5 | JEA | 6 | 1 | 5 | 0 | SCFH | S
U65 | JEA | 16 | 1 | 6 | 0 | SCMH | D
U40 | JEA | 40 | 1 | 6 | 0 | SCMH | Z
U16 | JEA | 565 | 1 | 6 | 0 | SCMH | S
U16 | JEA | 212 | 1 | 4 | 0 | SCFH | D
U40 | JEA | 65 | 1 | 6 | 0 | SCMH | S
U16 R5 | JEA | 565 | 1 | 5 | 0 | SCMH | S
U16 | JEA | 16 | 1 | 6 | 0 | SCFH | S
MDA25 | JEA | 25 | 1 | 6 | 0 | SCMH | D
U25 | JEA | 6 | 1 | 6 | 0 | SCMH | D
U16 R5 | JEA | 16 | 1 | 6 | 0 | SCMH | S
U25 R5 | JEA | 883 | 1 | 6 | 0 | SCMH | S
U16 | JEA | 565 | 1 | 6 | 0 | SCFH | S
U16 | JEA | 65 | 1 | 6 | 0 | SCMH | D
G25 | JEA | 40 | 1 | 6 | 0 | SCMH | R
U25 | JEA | 16 | 1 | 6 | 0 | SCMH | S
U40 | JEA | 100 | 1 | 6 | 0 | SCMH | D
MDA16 | JEA | 16 | 1 | 6 | 0 | SCMH | D
G25 | JEA | 25 | 1 | 6 | 0 | SCMH | D
E6 | JEA | 6 | 1 | 5 | 0 | SCMH | U
U160 | JEA | 160 | 1 | 6 | 0 | SCFH | S
U65 | JEA | 2296 | 1 | 6 | 0 | SCFH | S
U16 | JEA | 16 | 1 | 5 | 0 | SCMH | Z
U100 | JEA | 100 | 1 | 7 | 0 | SCMH | D
G100 | JEA | 160 | 1 | 7 | 0 | SCMH | R
G25 | JEA | 25 | 1 | 6 | 0 | SCMH | S
U25 | JEA | 883 | 1 | 6 | 0 | SCFH | S
U40 | JEA | 6 | 1 | 6 | 0 | SCMH | S
U6 | JEA | 212 | 1 | 4 | 0 | SCFH | D
MDA16 | JEA | 16 | 1 | 6 | 0 | SCMH | S
U25 | JEA | 6 | 1 | 6 | 0 | SCMH | S
G40 | JEA | 40 | 1 | 6 | 0 | SCMH | S
U16 | JEA | 565 | 1 | 5 | 0 | SCFH | S
U16 | JEA | 6 | 1 | 6 | 0 | SCMH | D
U65 | JEA | 65 | 1 | 5 | 0 | SCMH | D
U65 | JEA | 25 | 1 | 6 | 0 | SCMH | D
G4 | JEA | 6 | 1 | 5 | 0 | SCMH | S
U6 | JEA | 16 | 1 | 6 | 0 | SCMH | D
U40 | JEA | 1412 | 1 | 6 | 0 | SCMH | S
G160 | JEA | 250 | 1 | 7 | 0 | SCMH | S
U40 | JEA | 1412 | 1 | 6 | 0 | SCFH | S
U40 | JEA | 1412 | 1 | 6 | 0 | SCMH | D
G65 | JEA | 40 | 1 | 6 | 0 | SCMH | D
G65 | JEA | 100 | 1 | 6 | 0 | SCMH | D
G25 | JEA | 40 | 1 | 6 | 0 | SCMH | D
G40 | JEA | 65 | 1 | 6 | 0 | SCMH | D
MDA65 | JEA | 65 | 1 | 6 | 0 | SCMH | S
MDA100 | JEA | 100 | 1 | 6 | 0 | SCMH | S
U25 | JEA | 25 | 1 | 6 | 0 | SCFH | S
U16 R5 | JEA | 565 | 1 | 4 | 0 | SCFH | S
U100 | JEA | 100 | 1 | 6 | 0 | SCMH | D
U25 | JEA | 5 | 1 | 6 | 0 | SCMH | D
U25 | JEA | 0 | 1 | 6 | 0 | SCMH | D
U160 | JEA | 160 | 1 | 7 | 0 | SCMH | D
MDA40 | JEA | 40 | 1 | 6 | 0 | SCMH | S
U16 | JEA | 565 | 1 | 4 | 0 | SCFH | S
G4 | JEA | 6 | 1 | 5 | 0 | SCMH | D
U65 | JEA | 65 | 1 | 6 | 0 | SCMH | D
U6 | JEA | 6 | 1 | 6 | 0 | SCMH | D
U100 | JEA | 100 | 1 | 8 | 0 | SCMH | S
U6 | JEA | 6 | 1 | 5 | 0 | SCMH | D
U16 R5 | JEA | 565 | 1 | 6 | 0 | SCFH | S
U160 | JEA | 160 | 1 | 6 | 0 | SCMH | D
U40 | JEA | 0 | 1 | 6 | 0 | SCMH | D
U160 | JEA | 160 | 1 | 7 | 0 | SCMH | S
U100 | JEA | 1100 | 1 | 6 | 0 | SCMH | S
U25 | JEA | 25 | 1 | 6 | 0 | SCMH | D
U25 | JEA | 25 | 1 | 8 | 0 | SCMH | D
U16 | JEA | 16 | 1 | 6 | 0 | SCMH | D
U40 | JEA | 40 | 1 | 6 | 0 | SCMH | D
U40 R5 | JEA | 1413 | 1 | 6 | 0 | SCMH | S
G650 | JEA | 1000 | 1 | 7 | 0 | SCMH | T
G4 | JEA | 6 | 1 | 5 | 1 | SCMH | D
U100 | JEA | 100 | 1 | 6 | 0 | SCFH | S
BK G16 | JEA | 25 | 1 | 6 | 0.1 | SCMH | S
U25 R5 | JEA | 212 | 1 | 6 | 0 | SCFH | S
G250 | JEA | 400 | 1 | 7 | 0 | SCMH | R
G40 | JEA | 65 | 1 | 6 | 0 | SCMH | R
G160 | JEA | 8800 | 0.1 | 8 | 0 | SCFH | T
G65 | JEA | 100 | 1 | 6 | 1 | SCMH | R
U6/G4 | JEA | 6 | 1 | 5 | 0 | SCMH | S
G100 | JEA | 160 | 1 | 7 | 0 | SCMH | S
G40 | JEA | 65 | 1 | 6 | 0 | SCMH | S
G25 | JEA | 40 | 1 | 6 | 0 | SCMH | S
G16 | JEA | 25 | 1 | 6 | 0 | SCMH | S
G10 | JEA | 16 | 1 | 6 | 0 | SCMH | S
BK G16 | JEA | 25 | 1 | 6 | 0 | SCMH | S
G65 | JEA | 100 | 1 | 6 | 0 | SCMH | S
U160 | JEA | 160 | 1 | 6 | 0 | SCMH | S
U100 | JEA | 100 | 1 | 6 | 0 | SCMH | S
U65 | JEA | 65 | 1 | 6 | 0 | SCMH | S
U25 | JEA | 25 | 1 | 6 | 0 | SCMH | S
BK G25 | JEA | 40 | 1 | 6 | 0 | SCMH | S
U16 | JEA | 16 | 1 | 6 | 0 | SCMH | S
U40 | JEA | 40 | 1 | 6 | 0 | SCMH | S
Q1000 | JEA | 56000 | 0.1 | 8 | 0 | 0 | T
Q250 | JEA | 14000 | 0.1 | 8 | 0 | 0 | T
Q400 | JEA | 23000 | 0.1 | 8 | 0 | 0 | T
G160 | JEA | 250 | 1 | 7 | 0 | 0 | T
Q400 | JEA | 650 | 1 | 7 | 0 | 0 | T
Q1000 | JEA | 1600 | 1 | 8 | 0 | 0 | T
U16 R5 | JEA | 565 | 1 | 5 | 0 | 0 | S
Q650 | JEA | 1000 | 1 | 7 | 0 | 0 | T
U25 R5 | JEA | 883 | 1 | 6 | 0 | 0 | S
Q2500 | JEA | 4000 | 1 | 8 | 0 | 0 | T
Q2500 | JEA | 140000 | 0.1 | 8 | 0 | 0 | T
U160 R5 | JEA | 5650 | 1 | 6 | 0 | 0 | S
U100 R5 | JEA | 3530 | 1 | 6 | 0 | 0 | S
U65 R5 | JEA | 2296 | 1 | 6 | 0 | 0 | S
U40 R5 | JEA | 1413 | 1 | 6 | 0 | 0 | S
U16 R5 | JR | 565 | 1 | 5 | 0 | SCFH | S
G4 | JR | 6 | 1 | 5 | 0 | SCMH | S
BK-G4 | JR | 6 | 1 | 5 | 0 | SCMH | S
U100 | JR | 100 | 1 | 6 | 0 | SCMH | S
400T/C | JR | 400 | 1 | 4 | 0 | 0 | L
350T/C | JR | 350 | 1 | 4 | 0 | 0 | L
200T/C | JR | 200 | 1 | 4 | 0 | 0 | L
1200T/C | JR | 1200 | 1 | 5 | 0 | 0 | L
700T/C | JR | 700 | 1 | 5 | 0 | 0 | L
100T/C | JR | 100 | 1 | 4 | 0 | 0 | L
ETX6 | LG | 16 | 1 | 5 | 0 | SCMH | S
Libra200 | LG | 6 | 1 | 5 | 0 | SCMH | L
ETUG | LG | 0 | 1 | 4 | 0 | SCFH | Z
E6 | LG | 0 | 1 | 5 | 0 | SCMH | U
E6 | LG | 212 | 1 | 5 | 0 | SCMH | S
G4 | LG | 212 | 1 | 5 | 0 | SCMH | U
ETUG | LG | 6 | 1 | 5 | 0 | SCFH | U
METUG | LG | 0 | 1 | 5 | 0 | SCMH | S
ETGW | LG | 0 | 1 | 5 | 0 | SCMH | U
ETUG | LG | 2012 | 1 | 4 | 0 | SCFH | S
E6VLG310 | LG | 6 | 1 | 5 | 0 | SCMH | Z
G4 | LG | 212 | 1 | 4 | 0 | SCFH | S
METLG210 | LG | 6 | 1 | 4 | 0 | SCFH | S
E6X | LG | 6 | 1 | 5 | 0 | SCMH | U
ETX6 | LG | 6 | 1 | 4 | 0 | SCFH | S
G4 | LG | 0 | 1 | 5 | 0 | SCMH | U
METLG210 | LG | 6 | 1 | 5 | 1 | SCMH | U
G65 | LG | 6 | 1 | 5 | 0 | SCMH | U
E6VLG310P | LG | 6 | 1 | 5 | 0 | SCMH | U
METKR | LG | 6 | 1 | 5 | 0 | SCMH | U
ETGW | LG | 5 | 1 | 5 | 0 | SCMH | U
E6VLG310P | LG | 6 | 1 | 5 | 0 | SCMH | S
Libra200 | LG | 6 | 1 | 5 | 0 | SCFH | S
ETUG | LG | 212 | 212 | 4 | 0 | SCFH | S
ETUG | LG | 6 | 1 | 5 | 0 | SCMH | D
E6VG470 | LG | 6 | 1 | 5 | 0 | SCMH | U
METLG210 | LG | 0 | 1 | 5 | 0 | SCMH | S
U6 | LG | 6 | 1 | 4 | 0 | SCFH | Z
ETUG | LG | 212 | 1 | 5 | 0 | SCMH | R
ETUG | LG | 6 | 1 | 4 | 0 | SCMH | U
ETUG | LG | 5 | 1 | 4 | 0 | SCFH | S
METLG210 | LG | 0 | 1 | 5 | 0 | SCMH | U
ETUG | LG | 0 | 1 | 4 | 0 | SCFH | U
ETX6 | LG | 0 | 1 | 5 | 0 | SCMH | S
E6VG470 | LG | 6 | 1 | 5 | 0 | SCMH | S
Libra200 | LG | 6 | 1 | 4 | 0 | SCMH | U
E6VG370 | LG | 6 | 1 | 5 | 0 | SCFH | U
E6VLG310 | LG | 6 | 1 | 6 | 0 | SCMH | S
METGW | LG | 212 | 1 | 5 | 0 | SCMH | U
E6VG470 | LG | 16 | 1 | 5 | 0 | SCMH | S
ETUG | LG | 212 | 1 | 5 | 0 | SCMH | D
E6V210 | LG | 6 | 1 | 5 | 0 | SCMH | U
METLG210 | LG | 65 | 1 | 5 | 0 | SCMH | S
ETUG | LG | 212 | 1 | 5 | 0 | SCFH | D
ETGW | LG | 6 | 100 | 4 | 0 | SCFH | U
E6 | LG | 6 | 1 | 5 | 0 | SCMH | D
E6V310P | LG | 6 | 1 | 5 | 0 | SCMH | Z
E6 | LG | 0 | 1 | 5 | 0 | SCMH | S
E6VLG310P | LG | 6 | 1 | 6 | 0 | SCMH | S
E6VG370 | LG | 6 | 1 | 5 | 0 | SCMH | S
E6V130 | LG | 6 | 1 | 5 | 0 | SCMH | U
ETX6 | LG | 1.0226 | 1 | 5 | 0 | SCMH | S
ETUG | LG | 6 | 100 | 4 | 0 | SCFH | U
METLG210 | LG | 0 | 1 | 5 | 0 | SCMH | Z
METLG210 | LG | 6 | 1 | 5 | 0 | SCFH | D
E6V310P | LG | 6 | 1 | 5 | 0 | SCMH | U
Libra200 | LG | 212 | 1 | 5 | 0 | SCMH | U
BK-G10E | LG | 16 | 1 | 6 | 0 | SCMH | S
G4 | LG | 6 | 1 | 6 | 0 | SCMH | S
E6VG370 | LG | 6 | 10 | 5 | 0 | SCFH | U
Libra200 | LG | 6 | 1 | 4 | 0 | SCFH | U
E6VG370 | LG | 6 | 1 | 5 | 0 | SCMH | U
METGW | LG | 212 | 1 | 4 | 0 | SCMH | S
E6VLG310P | LG | 6 | 1 | 5 | 0 | SCFH | U
EU6VAMR | LG | 6 | 1 | 5 | 0 | SCMH | S
ETUG | LG | 12000 | 1 | 4 | 0 | SCFH | S
ETGW | LG | 0 | 1 | 5 | 0 | SCMH | S
ETUG | LG | 212 | 1 | 4 | 1 | SCFH | U
ETUG | LG | 212 | 1 | 4 | 1 | SCFH | S
METLG210 | LG | 6 | 1 | 5 | 0 | SCFH | S
METGW | LG | 0 | 1 | 5 | 0 | SCMH | S
G4 | LG | 6 | 1 | 5 | 0 | SCMH | D
ETX6 | LG | 212 | 1 | 4 | 0 | SCFH | S
U6 | LG | 6 | 1 | 5 | 0 | SCMH | U
METLG210 | LG | 6 | 1 | 6 | 0 | SCMH | S
METLG210 | LG | 6 | 1 | 5 | 0 | SCMH | D
METGW | LG | 6 | 1 | 5 | 0 | SCMH | U
METLG210 | LG | 65 | 1 | 5 | 0 | SCMH | U
E6X | LG | 6 | 1 | 5 | 0 | SCMH | S
E6 | LG | 25 | 1 | 5 | 0 | SCMH | S
U6 | LG | 212 | 1 | 4 | 0 | SCFH | U
ETUG | LG | 6 | 1 | 4 | 0 | SCMH | S
ETX6 | LG | 212 | 1 | 4 | 0 | SCFH | U
G4 | LG | 6 | 1 | 5 | 0 | SCMH | U
METLG210 | LG | 212 | 1 | 4 | 0 | SCFH | U
METLG210 | LG | 1 | 1 | 5 | 0 | SCMH | S
ETX6 | LG | 6 | 1 | 5 | 0 | SCMH | T
ETGW | LG | 212 | 1 | 4 | 0 | SCFH | U
METLG210 | LG | 5 | 1 | 5 | 0 | SCMH | U
METLG210 | LG | 6 | 1 | 5 | 1 | SCMH | S
ETX6 | LG | 212 | 1 | 5 | 0 | SCMH | D
E6VLG310 | LG | 6 | 1 | 5 | 0 | SCMH | U
METLG210 | LG | 1 | 1 | 5 | 0 | SCMH | U
E6 | LG | 5 | 1 | 4 | 0 | SCFH | S
U6 R5 | LG | 212 | 1 | 4 | 0 | SCFH | S
E6 | LG | 212 | 1 | 4 | 0 | SCFH | S
U6 | LG | 6 | 1 | 5 | 0 | SCMH | Z
ETX6 | LG | 5 | 1 | 5 | 0 | SCMH | U
U6 R5 | LG | 6 | 1 | 5 | 0 | SCMH | S
X6 | LG | 6 | 1 | 5 | 0 | SCMH | S
ETUG | LG | 6 | 1 | 5 | 0 | SCFH | S
ETUG | LG | 212 | 1 | 5 | 0 | SCMH | U
ETX6 | LG | 65 | 1 | 5 | 0 | SCMH | U
METLG210 | LG | 5 | 1 | 5 | 0 | SCMH | S
E6VLG310 | LG | 6 | 1 | 5 | 0 | SCMH | S
METLG210 | LG | 6 | 1 | 5 | 0 | SCMH | T
METLG210 | LG | 212 | 1 | 5 | 0 | SCMH | Z
ETX6 | LG | 212 | 1 | 5 | 0 | SCMH | U
METLG210 | LG | 212 | 1 | 5 | 0 | SCMH | U
MRA100B | LG | 6 | 1 | 5 | 0 | SCMH | U
METKR | LG | 6 | 1 | 5 | 0 | SCMH | T
G4/U6 | LG | 6 | 1 | 5 | 0 | SCMH | S
ETX6 | LG | 5 | 1 | 5 | 0 | SCMH | S
U6 | LG | 212 | 1 | 5 | 0 | SCMH | S
ETGW | LG | 6 | 1 | 5 | 0 | SCMH | U
ETX6 | LG | 212 | 1 | 5 | 0 | SCMH | S
METLG210 | LG | 212 | 1 | 5 | 0 | SCMH | S
METLG210 | LG | 6 | 1 | 5 | 0 | SCMH | Z
ETUG | LG | 0 | 1 | 5 | 0 | SCMH | U
METUG | LG | 212 | 1 | 4 | 0 | SCFH | S
ETX6 | LG | 6 | 1 | 5 | 0 | SCMH | S
Libra200 | LG | 6 | 1 | 5 | 0 | SCMH | U
Libra200 | LG | 6 | 1 | 5 | 0 | SCMH | S
ETX6 | LG | 6 | 1 | 5 | 0 | SCMH | Z
E6 | LG | 6 | 1 | 5 | 0 | SCMH | Z
U6 | LG | 6 | 1 | 5 | 0 | SCMH | S
ETUG | LG | 212 | 1 | 4 | 0 | SCFH | U
METLG210 | LG | 6 | 1 | 5 | 0 | SCMH | U
ETGW | LG | 212 | 1 | 5 | 0 | SCMH | S
METLG210 | LG | 6 | 1 | 5 | 0 | SCMH | S
ETUG | LG | 6 | 1 | 5 | 0 | SCMH | U
METUG | LG | 6 | 1 | 5 | 0 | SCMH | U
ETUG | LG | 6 | 1 | 4 | 0 | SCFH | U
ETUG | LG | 212 | 1 | 4 | 0 | SCFH | L
ETX6 | LG | 6 | 1 | 5 | 0 | SCMH | U
ETGW | LG | 212 | 1 | 5 | 0 | SCFH | S
E6 | LG | 0 | 1 | 5 | 0 | SCMH | Z
G4 | LG | 0 | 1 | 5 | 0 | SCMH | Z
METUG | LG | 0 | 1 | 5 | 0 | SCMH | Z
ETGW | LG | 0 | 1 | 5 | 0 | SCMH | Z
ETUG | LG | 6 | 1 | 5 | 0 | SCMH | S
ETUG | LG | 212 | 1 | 4 | 0 | SCMH | S
ETUG | LG | 0 | 1 | 4 | 0 | SCFH | D
ETGW | LG | 0 | 1 | 4 | 0 | SCFH | S
ETUG | LG | 0 | 1 | 5 | 0 | SCMH | S
METUG | LG | 0 | 1 | 4 | 0 | SCFH | Z
METGW | LG | 6 | 1 | 5 | 0 | SCMH | S
METGW | LG | 212 | 1 | 4 | 0 | SCFH | S
E6 | LG | 6 | 1 | 5 | 0 | SCMH | S
G4 | LG | 212 | 1 | 5 | 0 | SCMH | S
ETUG | LG | 0 | 1 | 5 | 0 | SCMH | Z
ETGW | LG | 6 | 1 | 5 | 0 | SCMH | S
ETUG | LG | 565 | 1 | 4 | 0 | SCFH | S
METUG | LG | 6 | 1 | 5 | 0 | SCMH | S
METGW | LG | 212 | 1 | 5 | 0 | SCMH | S
U6 | LG | 212 | 1 | 5 | 0 | SCMH | Z
ETGW | LG | 212 | 1 | 4 | 0 | SCFH | D
ETUG | LG | 212 | 1 | 5 | 0 | SCFH | S
G4 | LG | 6 | 1 | 5 | 0 | SCMH | S
METUG | LG | 212 | 1 | 5 | 0 | SCMH | S
ETUG | LG | 10000 | 1 | 4 | 0 | SCFH | S
ETUG | LG | 0 | 1 | 4 | 0 | SCFH | S
ETGW | LG | 6 | 1 | 4 | 0 | SCFH | S
ETUG | LG | 212 | 1 | 5 | 0 | SCMH | S
U6 | LG | 212 | 1 | 4 | 0 | SCFH | Z
G4 | LG | 212 | 1 | 5 | 0 | SCMH | Z
ETGW | LG | 212 | 1 | 5 | 0 | SCMH | Z
U6 | LG | 212 | 1 | 4 | 0 | SCFH | S
ETUG | LG | 6 | 1 | 5 | 0 | SCMH | Z
E6 | LG | 6 | 1 | 5 | 0 | SCMH | U
ETUG | LG | 6 | 1 | 4 | 0 | SCFH | S
ETUG | LG | 212 | 1 | 5 | 0 | SCMH | Z
ETUG | LG | 212 | 1 | 4 | 0 | SCFH | D
ETUG | LG | 212 | 100 | 4 | 0 | SCFH | S
ETUG | LG | 212 | 1 | 4 | 0 | SCFH | Z
ET | LG | 212 | 1 | 4 | 0 | SCFH | Z
102M12 | LG | 212 | 1 | 4 | 0 | SCFH | Z
ETGW | LG | 212 | 1 | 4 | 0 | 0 | S
ETUG | LG | 212 | 1 | 4 | 0 | 0 | S
ETX6 | MET | 6 | 1 | 5 | 0 | SCMH | U
700T/C | MET | 700 | 1 | 5 | 0 | SCFH | S
E6VLG310P | MET | 6 | 1 | 5 | 0 | SCMH | S
U6 | MET | 6 | 1 | 5 | 0 | SCMH | S
METGW | MET | 0 | 1 | 5 | 0 | SCMH | U
METGW | MET | 6 | 1 | 5 | 0 | SCMH | U
G4 | MET | 6 | 1 | 5 | 0 | SCFH | S
U16 | MET | 16 | 1 | 6 | 0 | SCMH | S
METLG210 | MET | 6 | 1 | 5 | 0 | SCMH | Z
G6 | MET | 6 | 1 | 5 | 0 | SCMH | S
METGW | MET | 6 | 1 | 5 | 0 | SCMH | S
METLG210 | MET | 6 | 1 | 5 | 0 | SCMH | U
100T/C | MET | 100 | 1 | 5 | 0 | SCMH | L
G16 | MET | 25 | 1 | 6 | 0 | SCMH | S
ETX6 | MET | 6 | 1 | 5 | 0 | SCMH | S
METLG210 | MET | 6 | 1 | 5 | 0 | SCMH | S
G10 | MET | 16 | 1 | 5 | 0 | SCMH | D
U6 | MET | 212 | 1 | 4 | 0 | SCFH | L
G4 | MET | 6 | 1 | 5 | 0 | SCMH | S
700T/C | MET | 700 | 1 | 5 | 0 | 0 | L
400T/C | MET | 400 | 1 | 4 | 0 | 0 | L
350T/C | MET | 350 | 1 | 4 | 0 | 0 | L
200T/C | MET | 200 | 1 | 4 | 0 | 0 | L
100T/C | MET | 100 | 1 | 4 | 0 | 0 | L
350T/C | MM | 350 | 1 | 4 | 0 | 0 | L
200T/C | MM | 200 | 1 | 4 | 0 | 0 | L
100T/C | MM | 100 | 1 | 4 | 0 | 0 | L
G4 | NFC | 6 | 1 | 5 | 0 | SCMH | S
Q758" | NFC | 35000 | 1 | 8 | 0 | SCMH | T
METLG210 | PC | 212 | 1 | 5 | 0 | SCMH | U
U6 | PC | 212 | 1 | 4 | 1 | SCFH | U
U6 | PC | 6 | 1 | 5 | 0 | SCFH | S
U16 | PC | 353 | 1 | 6 | 0 | SCFH | S
METLG210 | PC | 6 | 1 | 5 | 0 | SCMH | U
U6 | PC | 565 | 1 | 4 | 0 | SCFH | D
U6 | PC | 6 | 1 | 4 | 0 | SCFH | U
U16 | PC | 16 | 1 | 6 | 0 | SCMH | S
U16 | PC | 550 | 1 | 4 | 0 | SCFH | R
MDA65 | PC | 65 | 1 | 6 | 0 | SCMH | S
U40 | PC | 883 | 1 | 6 | 0 | SCMH | S
U16 | PC | 16 | 1 | 4 | 0 | SCFH | S
U16 | PC | 565 | 1 | 4 | 0.1 | SCFH | L
4500T/C | PC | 550 | 1 | 6 | 0 | SCFH | L
U16 | PC | 1600 | 1 | 4 | 0 | SCFH | S
U6 R5 | PC | 212 | 1 | 5 | 0 | SCFH | S
METUG | PC | 6 | 1 | 4 | 0 | SCFH | D
U40 | PC | 1500 | 1 | 6 | 0 | SCFH | S
U6 | PC | 201 | 1 | 4 | 0 | SCFH | S
U25 | PC | 883 | 1 | 6 | 0.1 | SCFH | S
U40 | PC | 6 | 1 | 6 | 0 | SCFH | S
U160 | PC | 5650 | 1 | 6 | 0 | SCFH | R
U100 | PC | 3511 | 1 | 4 | 0 | SCFH | S
U25 | PC | 883 | 0.01 | 6 | 0 | SCFH | S
U6 R5 | PC | 212 | 1 | 4 | 0 | SCFH | T
U6 | PC | 212 | 1 | 4 | 1 | SCFH | T
800/150 | PC | 35000 | 1 | 7 | 0 | SCFH | S
UNKNOWN | PC | 1200 | 1 | 6 | 0 | SCFH | S
200T/C | PC | 200 | 1 | 4 | 0 | SCFH | S
U25 | PC | 833 | 1 | 6 | 0 | SCFH | S
U6 | PC | 40 | 1 | 4 | 0 | SCFH | S
200T/C | PC | 212 | 1 | 4 | 0 | SCFH | S
U6 R5 | PC | 6 | 1 | 5 | 0 | SCMH | S
2500/250 | PC | 88000 | 1 | 7 | 0 | SCFH | T
U6 | PC | 50 | 1 | 4 | 0 | SCFH | S
U16 | PC | 550 | 1 | 4 | 0 | SCFH | L
U16 | PC | 212 | 1 | 6 | 0 | SCFH | S
U25 | PC | 6 | 1 | 5 | 0 | SCFH | S
U16 | PC | 6 | 1 | 4 | 0 | SCFH | S
U16 | PC | 212 | 1 | 5 | 0 | SCMH | S
U65 R5 | PC | 229 | 1 | 6 | 0 | SCFH | S
U6 R5 | PC | 212 | 1 | 4 | 0.1 | SCFH | S
D14 | PC | 6 | 0.1 | 7 | 0 | SCFH | R
D3.5 | PC | 3500 | 0.01 | 8 | 0 | SCFH | R
5M125 | PC | 5000 | 1 | 5 | 0 | SCFH | L
G4 | PC | 6 | 1 | 5 | 0 | SCMH | U
U6 R5 | PC | 212 | 0.1 | 4 | 0 | SCFH | S
U6 | PC | 565 | 1 | 4 | 0 | SCMH | S
U6 | PC | 100 | 1 | 4 | 0 | SCFH | S
U6 | PC | 212 | 1 | 5 | 0 | SCFH | L
U6 | PC | 0 | 1 | 4 | 0 | SCFH | D
U16 R5 | PC | 212 | 1 | 4 | 0 | SCFH | S
U16 | PC | 563 | 1 | 4 | 0 | SCFH | S
U16 | PC | 212 | 0.1 | 4 | 0 | SCFH | S
G65 | PC | 3530 | 1 | 6 | 0 | SCFH | R
U65 | PC | 296 | 1 | 6 | 0 | SCFH | S
200T/C | PC | 0 | 1 | 4 | 0 | SCFH | S
U6 R5 | PC | 6 | 1 | 4 | 0 | SCMH | Z
U6 | PC | 0 | 1 | 4 | 0 | SCFH | U
U6 | PC | 6 | 1 | 4 | 0 | SCMH | Z
U40 | PC | 212 | 1 | 4 | 0 | SCFH | S
U65 R5 | PC | 2296 | 1 | 6 | 0 | SCMH | S
U40 | PC | 6 | 1 | 5 | 0 | SCMH | S
U65 | PC | 6 | 1 | 5 | 0 | SCMH | S
METKR | PC | 6 | 1 | 5 | 0 | SCMH | S
U40 | PC | 1408 | 1 | 6 | 0 | SCFH | S
U16 | PC | 40 | 1 | 6 | 0 | SCMH | S
U65 R5 | PC | 212 | 1 | 4 | 0 | SCFH | S
E6VLG310P | PC | 212 | 1 | 5 | 0 | SCMH | S
U100 | PC | 6 | 1 | 4 | 0 | SCFH | S
U6 | PC | 883 | 1 | 6 | 0 | SCFH | L
U6 | PC | 16 | 1 | 5 | 0 | SCMH | S
U25 | PC | 353 | 1 | 6 | 0 | SCFH | S
U40 | PC | 565 | 1 | 6 | 0 | SCFH | D
U6 | PC | 1 | 1 | 4 | 0 | SCFH | L
U6 | PC | 4 | 1 | 4 | 0 | SCMH | S
U16 R5 | PC | 6 | 1 | 4 | 0 | SCFH | S
U6 | PC | 16 | 1 | 6 | 0 | SCFH | S
U6 R5 | PC | 6 | 100 | 4 | 0 | SCFH | S
200T/C | PC | 212 | 1 | 4 | 0 | SCFH | D
U6 | PC | 212 | 1 | 6 | 0 | SCMH | Z
U6 | PC | 212 | 10 | 4 | 0 | SCFH | S
U6 | PC | 700 | 1 | 4 | 0 | SCFH | D
U16 R5 | PC | 16 | 1 | 4 | 0 | SCFH | S
U6 | PC | 2120 | 1 | 4 | 0 | SCFH | S
U16 R5 | PC | 212 | 1 | 5 | 0 | SCFH | S
E6VLG310 | PC | 212 | 1 | 5 | 0 | SCMH | U
G4 | PC | 212 | 1 | 4 | 0 | SCFH | Z
U6 | PC | 565 | 10 | 4 | 0 | SCFH | S
E6VLG310P | PC | 6 | 1 | 5 | 0 | SCMH | U
U16 | PC | 1 | 1 | 4 | 0 | SCFH | D
U6 | PC | 1412 | 1 | 6 | 0 | SCFH | S
U6 | PC | 883 | 1 | 6 | 0 | SCMH | S
U40 | PC | 141 | 1 | 6 | 0 | SCFH | S
U6 | PC | 212 | 100 | 5 | 0 | SCMH | S
G4 | PC | 16 | 1 | 4 | 0 | SCFH | S
1600/200 | PC | 56000 | 0.1 | 7 | 0 | SCFH | R
800/150 | PC | 3500 | 1 | 7 | 0 | SCFH | R
U16 | PC | 212 | 1 | 4 | 0 | SCMH | S
U6 R5 | PC | 6 | 1 | 4 | 0 | SCMH | S
U16 | PC | 212 | 1 | 4 | 0 | SCFH | L
E6VG370 | PC | 6 | 1 | 5 | 0 | SCMH | U
U16 | PC | 16 | 1 | 4 | 0 | SCFH | D
U6 R5 | PC | 212 | 0.01 | 4 | 0 | SCFH | S
Libra200 | PC | 6 | 1 | 5 | 0 | SCMH | U
G4 | PC | 212 | 1 | 4 | 0 | SCMH | Z
U6 | PC | 6 | 1 | 6 | 0 | SCMH | D
1800T/C | PC | 1412 | 1 | 5 | 0 | SCFH | L
G4 | PC | 0 | 1 | 5 | 0 | SCFH | S
D88 | PC | 88000 | 10 | 7 | 0 | SCFH | R
U6 | PC | 883 | 0.01 | 6 | 0 | SCFH | S
U6 | PC | 6 | 100 | 4 | 0 | SCFH | U
800/150 | PC | 35000 | 0.01 | 7 | 0 | SCFH | R
X6 | PC | 6 | 1 | 5 | 0 | SCMH | Z
U6 | PC | 883 | 1 | 6 | 0 | SCFH | S
G4 | PC | 9999 | 1 | 5 | 0 | SCMH | S
G4 | PC | 0 | 1 | 5 | 0 | SCMH | S
E6 | PC | 212 | 1 | 5 | 0 | SCMH | S
G10 | PC | 212 | 1 | 5 | 0 | SCMH | S
200T/C | PC | 6 | 1 | 4 | 0 | SCMH | L
Libra200 | PC | 212 | 1 | 5 | 0 | SCMH | U
E6 | PC | 212 | 1 | 5 | 0 | SCMH | U
G4 | PC | 212 | 1 | 4 | 0 | SCMH | S
U65 R5 | PC | 65 | 1 | 6 | 0 | SCFH | S
U16 | PC | 212 | 1 | 6 | 0 | SCMH | S
U16 | PC | 565 | 1 | 5 | 0 | SCFH | S
U6 | PC | 150 | 1 | 6 | 0 | SCFH | L
U40 | PC | 700 | 1 | 6 | 0 | SCFH | S
400T/C | PC | 387.2 | 1 | 4 | 0 | SCFH | L
U16 | PC | 563.2 | 1 | 4 | 0 | SCFH | S
U6 R5 | PC | 2296 | 1 | 4 | 0 | SCFH | L
U6 R5 | PC | 1425 | 1 | 4 | 0 | SCFH | S
U6 | PC | 0 | 1 | 5 | 0 | SCMH | S
U6 R5 | PC | 1800 | 1 | 4 | 0 | SCFH | S
U6 R5 | PC | 212 | 1 | 4 | 0 | SCFH | R
U6 R5 | PC | 300 | 1 | 4 | 0 | SCFH | L
U6 R5 | PC | 1200 | 1 | 4 | 0 | SCFH | S
E6VLG310P | PC | 212 | 1 | 5 | 0 | SCMH | U
METGW | PC | 212 | 1 | 5 | 0 | SCMH | S
MDA16 | PC | 565 | 1 | 6 | 0 | SCMH | S
MDA16 | PC | 212 | 1 | 6 | 0 | SCMH | S
G4SC | PC | 212 | 1 | 5 | 0 | SCMH | S
U16 | PC | 212 | 1 | 5 | 0 | SCFH | S
6000T/C | PC | 5650 | 1 | 6 | 0 | SCFH | L
U100 | PC | 3530 | 1 | 6 | 0 | SCFH | S
U16 | PC | 550 | 1 | 4 | 0 | SCFH | S
MDK40 | PC | 1412 | 1 | 6 | 0 | SCMH | Z
U100 | PC | 3530 | 1 | 4 | 0 | SCFH | S
U6 | PC | 21 | 1 | 4 | 0 | SCFH | S
U16 | PC | 565 | 1 | 4 | 1 | SCFH | S
1200T/C | PC | 1200 | 1 | 6 | 0 | SCFH | S
ETX6 | PC | 212 | 1 | 5 | 0 | SCMH | U
1800T/C | PC | 1800 | 1 | 5 | 0 | SCMH | L
E6 | PC | 6 | 1 | 4 | 0 | SCFH | Z
100/50 | PC | 3500 | 0.01 | 8 | 0 | SCFH | R
MDK40 | PC | 16 | 1 | 6 | 0 | SCMH | S
D14 | PC | 6 | 1 | 7 | 0 | SCFH | R
G1600 | PC | 88000 | 1 | 7 | 0 | SCFH | R
D3.5 | PC | 3500 | 1 | 8 | 0 | SCFH | R
SC6 | PC | 212 | 1 | 5 | 0 | SCMH | U
U65 | PC | 212 | 1 | 4 | 0 | SCFH | S
U65 | PC | 2296 | 1 | 6 | 0.1 | SCFH | S
400/100 | PC | 14000 | 0.1 | 7 | 0 | SCFH | R
U6 | PC | 212 | 1 | 4 | 0 | SCMH | L
U6 | PC | 212 | 100 | 4 | 0 | SCMH | S
U6 R5 | PC | 212 | 1 | 5 | 0 | SCMH | S
G4 | PC | 6 | 1 | 4 | 0 | SCFH | S
ETX6 | PC | 212 | 1 | 5 | 0 | SCMH | S
550/150 | PC | 20000 | 0.1 | 7 | 0 | SCFH | R
SC6 | PC | 212 | 1 | 4 | 0 | SCFH | Z
U6 R5 | PC | 212 | 1 | 4 | 0 | SCMH | S
U6 | PC | 0 | 1 | 5 | 0 | SCMH | Z
U6 | PC | 0 | 100 | 4 | 0 | SCFH | Z
U40 | PC | 1412 | 1 | 4 | 0 | SCFH | S
U16 R5 | PC | 880 | 1 | 4 | 0 | SCFH | S
200T/C | PC | 212 | 1 | 4 | 0 | SCFH | Z
U6 | PC | 212 | 1 | 4 | 1 | SCFH | S
U25 | PC | 25 | 1 | 6 | 0 | SCFH | S
U6 | PC | 212 | 1 | 4 | 0 | SCFH | U
METGW | PC | 6 | 1 | 5 | 0 | SCMH | S
U6 | PC | 5 | 1 | 4 | 0 | SCFH | S
U16 | PC | 1412 | 1 | 4 | 0 | SCFH | S
METLG210 | PC | 6 | 1 | 5 | 0 | SCMH | S
U6 | PC | 212 | 1 | 5 | 0 | SCMH | U
G4 | PC | 212 | 1 | 4 | 0 | SCFH | S
BK G10 | PC | 16 | 1 | 6 | 0 | SCMH | S
U6 | PC | 6 | 1 | 6 | 0 | SCMH | S
E6 | PC | 6 | 1 | 5 | 0 | SCMH | S
D14 | PC | 14100 | 1 | 6 | 0 | SCFH | R
U40 | PC | 1412 | 1 | 6 | 0 | SCMH | S
U65 R5 | PC | 229 | 1 | 5 | 0 | SCMH | S
200/80 | PC | 8800 | 0.01 | 7 | 0 | SCFH | R
U6 | PC | 5 | 1 | 5 | 0 | SCMH | S
U6 | PC | 212 | 0.1 | 4 | 0 | SCFH | D
MDA16 | PC | 16 | 1 | 6 | 0 | SCMH | Z
1200T/C | PC | 0 | 1 | 5 | 0 | SCFH | L
U6 | PC | 16 | 1 | 4 | 0 | SCFH | S
U6 | PC | 1412 | 1 | 4 | 0 | SCFH | S
ETX6 | PC | 6 | 1 | 5 | 0 | SCMH | U
U16 | PC | 0 | 1 | 4 | 100 | SCFH | S
U6 R5 | PC | 0 | 1 | 4 | 0 | SCFH | Z
U6 | PC | 212 | 1 | 5 | 0 | SCMH | L
U6 | PC | 6 | 1 | 5 | 0 | SCMH | S
U6 | PC | 6 | 1 | 4 | 0 | SCMH | S
U6 R5 | PC | 212 | 1 | 4 | 0 | SCFH | L
U6 | PC | 212 | 1 | 4 | 0 | SCFH | R
U40 | PC | 565 | 1 | 6 | 0 | SCFH | S
U6 | PC | 700 | 1 | 4 | 0 | SCFH | S
U16 | PC | 0 | 1 | 6 | 0 | SCMH | Z
U16 | PC | 565 | 1 | 6 | 0 | SCFH | S
U25 | PC | 883 | 0.1 | 6 | 0 | SCFH | S
U6 | PC | 4 | 1 | 4 | 0 | SCFH | S
U16 | PC | 565 | 1 | 4 | 0 | SCMH | S
U6 | PC | 880 | 1 | 4 | 0 | SCFH | S
U6 | PC | 200 | 1 | 4 | 0 | SCFH | L
700T/C | PC | 700 | 1 | 6 | 0 | SCFH | S
U6 | PC | 0 | 1 | 4 | 100 | SCFH | S
U40 | PC | 1412 | 1 | 6 | 0 | SCMH | L
1200T/C | PC | 1200 | 1 | 5 | 0 | SCFH | S
U40 | PC | 212 | 1 | 6 | 0 | SCFH | S
U6 R5 | PC | 212 | 1 | 4 | 0 | SCFH | D
U40 | PC | 880 | 1 | 6 | 0 | SCFH | S
G4 | PC | 0 | 1 | 5 | 0 | SCMH | Z
U25 | PC | 883 | 1 | 4 | 0 | SCFH | S
U6 | PC | 212 | 1 | 5 | 0 | SCFH | D
U25 | PC | 25 | 1 | 6 | 0 | SCMH | S
U100 | PC | 3531 | 1 | 4 | 0 | SCFH | S
E6 | PC | 6 | 1 | 5 | 0 | SCMH | Z
U25 | PC | 883 | 1 | 6 | 0 | SCMH | S
U6 | PC | 212 | 1 | 4 | 0 | SCMH | D
U6 | PC | 212 | 1 | 4 | 100 | SCFH | S
U40 | PC | 0 | 1 | 6 | 0 | SCFH | S
U6 | PC | 212 | 0.1 | 4 | 0 | SCFH | S
200T/C | PC | 212 | 1 | 4 | 0 | SCFH | L
D14 | PC | 14000 | 1 | 6 | 0 | SCFH | R
U6 | PC | 212 | 1 | 6 | 0 | SCMH | S
800/150 | PC | 35000 | 0.1 | 7 | 0 | SCFH | R
U6 | PC | 212 | 1 | 6 | 0 | SCFH | S
SC6 | PC | 212 | 1 | 4 | 0 | SCFH | S
U16 | PC | 0 | 1 | 4 | 0 | SCFH | S
U6 | PC | 1 | 1 | 4 | 0 | SCFH | S
U6 | PC | 6 | 1 | 5 | 0 | SCMH | L
U6 | PC | 0 | 1 | 4 | 100 | SCFH | Z
E6 | PC | 212 | 1 | 4 | 0 | SCFH | S
U25 | PC | 2296 | 1 | 6 | 0 | SCFH | S
U6 | PC | 700 | 1 | 4 | 0 | SCFH | L
U6 | PC | 0 | 1 | 4 | 0 | SCFH | L
U100 | PC | 883 | 1 | 6 | 0 | SCFH | S
U6 | PC | 212 | 1 | 4 | 0 | SCFH | T
U6 R5 | PC | 0 | 1 | 4 | 0 | SCFH | S
U25 | PC | 212 | 1 | 6 | 0 | SCFH | S
G4 | PC | 212 | 1 | 5 | 0 | SCMH | S
U16 | PC | 212 | 1 | 4 | 0 | SCFH | S
U6 | PC | 565 | 1 | 4 | 0 | SCFH | S
U6 | PC | 212 | 100 | 4 | 0 | SCFH | Z
U6 | PC | 212 | 0.01 | 4 | 0 | SCFH | S
U25 | PC | 883 | 1 | 6 | 0 | SCFH | Z
U16 | PC | 565 | 1 | 4 | 0 | SCFH | D
U25 | PC | 883 | 1 | 6 | 0 | SCFH | D
G4 | PC | 6 | 1 | 5 | 0 | SCMH | S
100T/C | PC | 212 | 1 | 4 | 0 | SCFH | L
U25 | PC | 883 | 1 | 5 | 0 | SCFH | S
E6 | PC | 212 | 1 | 5 | 0 | SCMH | D
U6 | PC | 0 | 1 | 4 | 0 | SCFH | S
U6 | PC | 6 | 1 | 5 | 0 | SCMH | U
U6 | PC | 11000 | 1 | 4 | 0 | SCFH | S
U6 | PC | 6 | 1 | 4 | 0 | SCFH | L
U6 | PC | 0 | 1 | 4 | 0 | SCFH | Z
G4 | PC | 212 | 1 | 5 | 0 | SCMH | Z
1800T/C | PC | 1800 | 1 | 5 | 0 | SCFH | D
U100 | PC | 3511 | 1 | 6 | 0 | SCFH | D
U40 | PC | 1412 | 1 | 6 | 0 | SCFH | D
U6 R5 | PC | 565 | 1 | 4 | 0 | SCFH | S
U6 | PC | 212 | 1 | 4 | 0 | SCMH | S
U6 | PC | 212 | 1 | 5 | 0 | SCFH | S
U65 | PC | 2296 | 1 | 6 | 0 | SCFH | D
U6 R5 | PC | 212 | 1 | 5 | 0 | SCMH | Z
U6 R5 | PC | 6 | 1 | 4 | 0 | SCFH | S
G4 | PC | 6 | 1 | 5 | 0 | SCMH | Z
U6 | PC | 6 | 1 | 4 | 0 | SCFH | D
U6 | PC | 212 | 1 | 5 | 0 | SCMH | S
U16 | PC | 565 | 100 | 4 | 0 | SCFH | S
U6 | PC | 6 | 1 | 5 | 0 | SCMH | D
U6 | PC | 212 | 1 | 5 | 0 | SCMH | Z
U6 | PC | 6 | 1 | 4 | 0 | SCFH | S
U6 | PC | 212 | 1 | 4 | 0 | SCFH | D
U6 | PC | 212 | 1 | 5 | 0 | SCMH | D
102M12 | PC | 212 | 1 | 4 | 0 | SCFH | Z
U6 | PC | 212 | 100 | 4 | 0 | SCFH | S
U6 R5 | PC | 212 | 1 | 4 | 0 | SCFH | Z
U6 | PC | 6 | 1 | 4 | 0 | SCFH | Z
U6 | PC | 6 | 1 | 5 | 0 | SCMH | Z
U6 | PC | 212 | 1 | 4 | 0 | SCFH | Z
U65 R5 | PC | 2296 | 1 | 6 | 0 | SCFH | S
U40 R5 | PC | 1412 | 1 | 6 | 0 | SCFH | S
U25 R5 | PC | 883 | 1 | 6 | 0 | SCFH | S
U160 R5 | PC | 5650 | 1 | 6 | 0 | SCFH | S
U100 R5 | PC | 3511 | 1 | 6 | 0 | SCFH | S
U6 R5 | PC | 212 | 1 | 4 | 0 | 0 | S
400T/C | PC | 400 | 1 | 4 | 0 | 0 | L
350T/C | PC | 350 | 1 | 4 | 0 | 0 | L
3000T/C | PC | 3000 | 1 | 5 | 0 | 0 | L
200T/C | PC | 200 | 1 | 4 | 0 | 0 | L
1800T/C | PC | 1800 | 1 | 5 | 0 | 0 | L
1200T/C | PC | 1200 | 1 | 5 | 0 | 0 | L
700T/C | PC | 700 | 1 | 5 | 0 | 0 | L
6000T/C | PC | 6000 | 1 | 6 | 0 | 0 | L
4500T/C | PC | 4500 | 1 | 6 | 0 | 0 | L
U16 | PC | 565 | 1 | 4 | 0 | 0 | L
U100 | PC | 3511 | 1 | 6 | 0 | 0 | L
U160 | PC | 5650 | 1 | 6 | 0 | 0 | L
U16 R5 | PC | 565 | 1 | 4 | 0 | 0 | S
U25 | PC | 883 | 1 | 6 | 0 | 0 | S
U25 | PC | 883 | 1 | 6 | 0 | 0 | L
U6 | PC | 212 | 1 | 4 | 0 | 0 | L
U65 | PC | 2296 | 1 | 6 | 0 | 0 | L
100T/C | PC | 100 | 1 | 4 | 0 | 0 | L
U100 | PC | 3511 | 1 | 6 | 0 | 0 | S
U65 | PC | 2296 | 1 | 6 | 0 | 0 | S
U6 | PC | 212 | 1 | 4 | 0 | 0 | S
U40 | PC | 1412 | 1 | 6 | 0 | 0 | S
U160 | PC | 5650 | 1 | 6 | 0 | 0 | S
U40 | PC | 1412 | 1 | 6 | 0 | 0 | L
U16 | PC | 565 | 1 | 4 | 0 | 0 | S
9000T/C | PC | 9000 | 1 | 6 | 0 | 0 | L
U6 | PCU | 212 | 1 | 4 | 0 | SCFH | S
U6 R5 | PCU | 212 | 1 | 4 | 0 | SCFH | S
U6 | PCU | 6 | 1 | 4 | 0 | SCFH | U
750 | RCK | 0 | 1 | 6 | 0 | SCFH | L
R-5 | RCK | 212 | 1 | 7 | 0 | SCMH | S
750 | RCK | 600 | 0.1 | 6 | 0 | SCFH | S
10X30 | RCK | 65000 | 0.1 | 6 | 0 | SCFH | R
10000 | RCK | 1000 | 1 | 6 | 0 | SCFH | L
1500 | RCK | 1500 | 0.01 | 7 | 1 | SCFH | S
R-3 | RCK | 3000 | 0.01 | 7 | 0 | SCFH | R
750 | RCK | 600 | 0.1 | 6 | 0 | SCFH | L
1500 | RCK | 1500 | 0.01 | 7 | 0 | SCFH | S
R-5 | RCK | 5000 | 0.01 | 7 | 0 | SCFH | R
T140 | RCK | 140000 | 1 | 7 | 0 | 0 | T
T60 | RCK | 60000 | 1 | 7 | 0 | 0 | T
T30 | RCK | 30000 | 0.1 | 7 | 0 | 0 | T
T18 | RCK | 18000 | 0.1 | 7 | 0 | 0 | T
MRD0450B4D | ROO | 45 | 1 | 7 | 0 | SCMH | D
MRD0650B4D | ROO | 650 | 1 | 7 | 0 | SCMH | S
MRD0450B4D | ROO | 450 | 1 | 7 | 0 | SCMH | R
MRD0022A1M | ROO | 22.5 | 1 | 6 | 0 | SCMH | R
11M125 | ROO | 11000 | 1 | 5 | 0 | SCFH | R
1200T/C | ROO | 1200 | 1 | 5 | 0 | SCMH | Z
8C125 | ROO | 800 | 1 | 6 | 0 | SCFH | R
ETX6 | SCH | 212 | 1 | 5 | 0 | SCMH | U
U6 | SCH | 212 | 1 | 4 | 1 | SCFH | U
U25 | SCH | 883 | 1 | 6 | 0.1 | SCFH | S
U100 R5 | SCH | 212 | 1 | 6 | 0 | SCFH | U
U16 R5 | SCH | 656 | 1 | 4 | 0 | SCFH | S
U16 R5 | SCH | 883 | 1 | 6 | 0 | SCFH | S
G4 | SCH | 6 | 1 | 5 | 0.01 | SCMH | S
U25 R5 | SCH | 883 | 1 | 5 | 0 | SCMH | S
MTA1000F | SCH | 1000 | 1 | 8 | 0 | SCMH | S
700T/C | SCH | 700 | 1 | 5 | 0 | SCFH | S
U6 | SCH | 800 | 1 | 8 | 0 | SCFH | R
D23 | SCH | 23000 | 10 | 8 | 0 | SCFH | R
MDK40 | SCH | 6 | 1 | 5 | 0 | SCMH | S
U6 | SCH | 212 | 1 | 4 | 0.01 | SCFH | S
U65 | SCH | 2298 | 1 | 6 | 0 | SCFH | Z
U6 R5 | SCH | 5000 | 1 | 4 | 0 | SCFH | S
MRA400D | SCH | 450 | 1 | 7 | 0 | SCMH | R
U65 R5 | SCH | 2262 | 1 | 6 | 0 | SCFH | S
MDA65 | SCH | 16 | 1 | 6 | 0 | SCMH | S
U6 | SCH | 16 | 1 | 5 | 0 | SCMH | Z
U16 R5 | SCH | 565 | 1 | 4 | 0.01 | SCFH | S
G4 | SCH | 6 | 1 | 5 | 0.1 | SCMH | S
U16 R5 | SCH | 565 | 1 | 4 | 0.1 | SCFH | S
METLG210 | SCH | 6 | 1 | 5 | 0 | SCMH | S
G4 | SCH | 6 | 1 | 5 | 0 | SCFH | U
U6 R5 | SCH | 228 | 1 | 4 | 0 | SCFH | S
U6 | SCH | 225 | 1 | 4 | 0 | SCFH | S
SC6 | SCH | 223 | 1 | 4 | 0 | SCFH | S
U6 | SCH | 218 | 1 | 4 | 0 | SCFH | S
U6 R5 | SCH | 217 | 1 | 4 | 0 | SCFH | S
U6 | SCH | 216 | 1 | 4 | 0 | SCFH | S
U16 | SCH | 100 | 1 | 4 | 0 | SCFH | S
BK G40 | SCH | 65 | 1 | 6 | 0 | SCMH | S
MDA25W | SCH | 25 | 1 | 6 | 0 | SCMH | D
U6 R5 | SCH | 0 | 1 | 6 | 0 | SCFH | S
MDA100 | SCH | 100 | 1 | 6 | 0.01 | SCMH | S
U6 | SCH | 700 | 1 | 5 | 0 | SCFH | L
D11 | SCH | 11000 | 0.1 | 9 | 0 | SCFH | D
U65 R5 | SCH | 2295 | 1 | 6 | 0 | SCFH | S
D7 | SCH | 7000 | 1 | 8 | 0 | SCFH | S
D3 | SCH | 3530 | 1 | 8 | 0 | SCFH | S
U6 | SCH | 1998 | 1 | 4 | 0 | SCFH | S
U6 R5 | SCH | 212 | 1 | 4 | 0.1 | SCFH | S
MDA100 | SCH | 100 | 1 | 6 | 0 | SCMH | R
MDK16 | SCH | 6 | 1 | 5 | 0 | SCMH | S
MDK25 | SCH | 25 | 1 | 6 | 0 | SCMH | S
U6 | SCH | 212 | 1 | 4 | 0.1 | SCFH | S
U6 | SCH | 16 | 1 | 6 | 0 | SCMH | S
E6 | SCH | 212 | 1 | 4 | 0 | SCFH | S
U6 R5 | SCH | 6 | 1 | 4 | 0 | SCFH | D
U40 | SCH | 100 | 1 | 6 | 0 | SCFH | S
G4 | SCH | 212 | 1 | 4 | 0 | SCFH | U
MDA25 | SCH | 212 | 1 | 4 | 0 | SCFH | S
MDA25 | SCH | 25 | 1 | 6 | 0.01 | SCMH | S
G4SC | SCH | 0 | 1 | 5 | 0 | SCFH | S
G65 | SCH | 100 | 1 | 6 | 0 | SCMH | S
MDK16 | SCH | 16 | 1 | 6 | 0 | SCMH | S
U100 | SCH | 2283 | 1 | 6 | 0 | SCFH | S
U16 | SCH | 550 | 10 | 4 | 0 | SCFH | S
U40 | SCH | 141 | 1 | 6 | 0 | SCFH | S
MRA250C | SCH | 250 | 1 | 7 | 0 | SCMH | R
U40 R5 | SCH | 1994 | 1 | 6 | 0 | SCFH | S
U6 | SCH | 565 | 1 | 5 | 0 | SCMH | Z
BK G100 | SCH | 160 | 1 | 7 | 0 | SCMH | S
U25 | SCH | 16 | 1 | 6 | 0 | SCFH | S
U65 R5 | SCH | 65 | 1 | 6 | 0 | SCFH | U
U6 R5 | SCH | 6 | 100 | 4 | 0 | SCFH | S
MDA40 | SCH | 40 | 1 | 5 | 0 | SCMH | S
MDA16 | SCH | 16 | 1 | 6 | 0 | SCMH | U
D5 | SCH | 1500 | 0.01 | 8 | 0 | SCFH | R
U16 R5 | SCH | 3511 | 1 | 4 | 0 | SCFH | S
U6 R5 | SCH | 212 | 1 | 4 | 0 | SCFH | U
ETUG | SCH | 6 | 1 | 5 | 0 | SCMH | U
Libra200 | SCH | 6 | 1 | 5 | 0 | SCMH | U
G4 | SCH | 6 | 1 | 5 | 0 | SCMH | R
F56 | SCH | 5600 | 0.1 | 8 | 0 | SCFH | T
U6 R5 | SCH | 212 | 1 | 4 | 0.01 | SCFH | S
G4SC | SCH | 5 | 1 | 5 | 0 | SCMH | S
U25 R5 | SCH | 6 | 1 | 6 | 0 | SCMH | S
E6 | SCH | 212 | 1 | 5 | 0 | SCMH | S
R5 | SCH | 212 | 1 | 5 | 0 | SCMH | Z
U6 | SCH | 6 | 1 | 7 | 0 | SCMH | S
D3 | SCH | 3530 | 0.01 | 9 | 0 | SCFH | R
MRA25A | SCH | 25 | 1 | 6 | 0 | SCMH | S
METGW | SCH | 6 | 1 | 5 | 0 | SCMH | U
U16 | SCH | 6 | 1 | 4 | 0 | SCMH | S
MDA65 | SCH | 65 | 1 | 6 | 0.1 | SCMH | S
U6 | SCH | 700 | 1 | 4 | 0 | SCFH | Z
U6 | SCH | 600 | 1 | 4 | 0 | SCFH | S
MTD01600VE | SCH | 1600 | 1 | 8 | 0 | SCMH | T
U65 R5 | SCH | 0 | 1 | 6 | 0 | SCMH | Z
U40 R5 | SCH | 16 | 1 | 6 | 0 | SCMH | S
D7 | SCH | 5650 | 0.01 | 8 | 0 | SCFH | S
U6 | SCH | 212 | 1 | 4 | 1 | SCFH | T
U65 R5 | SCH | 212 | 1 | 6 | 0 | SCMH | S
U6 | SCH | 220 | 1 | 4 | 0 | SCFH | S
U160 | SCH | 160 | 1 | 6 | 1 | SCFH | S
U40 R5 | SCH | 1413 | 1 | 6 | 0 | SCFH | S
MDA16 | SCH | 525 | 1 | 6 | 0 | SCMH | S
G4 | SCH | 212 | 1 | 4 | 0 | SCFH | Z
U6 R5 | SCH | 212 | 1 | 4 | 0 | SCFH | T
U6 | SCH | 5 | 1 | 5 | 0 | SCMH | S
U25 R5 | SCH | 838 | 1 | 6 | 0 | SCFH | S
MDK16 | SCH | 6 | 1 | 6 | 0 | SCMH | S
MDK40 | SCH | 40 | 1 | 6 | 0 | SCMH | S
U6 | SCH | 4 | 1 | 4 | 0 | SCFH | S
U6 R5 | SCH | 25 | 1 | 4 | 0 | SCFH | S
MDA16 | SCH | 16 | 1 | 6 | 0.1 | SCMH | S
G65 | SCH | 1035 | 1 | 6 | 0 | SCMH | S
U25 R5 | SCH | 883 | 0.01 | 6 | 0 | SCFH | S
U6 | SCH | 6 | 1 | 5 | 0 | SCFH | Z
U6 | SCH | 0 | 1 | 6 | 0 | SCMH | S
U65 | SCH | 65 | 1 | 6 | 0 | SCFH | S
MRA400D | SCH | 400 | 1 | 8 | 0 | SCMH | S
MRA650E | SCH | 212 | 1 | 4 | 0 | SCFH | S
U6 | SCH | 212 | 1 | 6 | 0 | SCFH | L
D35 | SCH | 350000 | 0.1 | 8 | 0 | SCFH | R
U6 | SCH | 6 | 1 | 4 | 0 | SCFH | U
U6 | SCH | 565 | 1 | 6 | 0 | SCMH | S
U6 | SCH | 212 | 100 | 4 | 0 | SCMH | S
RG1500 | SCH | 1500 | 0.01 | 4 | 0 | SCFH | S
G650TZ200 | SCH | 35000 | 1 | 8 | 0 | SCFH | S
D7 | SCH | 7000 | 0.01 | 8 | 0 | SCMH | R
U40 | SCH | 1412 | 0.1 | 6 | 0 | SCFH | S
U25 R5 | SCH | 883 | 1 | 6 | 0 | SCFH | T
U40 R5 | SCH | 1412 | 0.1 | 6 | 0 | SCFH | S
G4 | SCH | 0 | 0.01 | 5 | 0 | SCMH | Z
U16 R5 | SCH | 565 | 100 | 4 | 0 | SCFH | S
D3 | SCH | 3000 | 0.1 | 6 | 0 | SCFH | R
D7 | SCH | 11000 | 0.01 | 9 | 0 | SCFH | R
X6 | SCH | 6 | 1 | 5 | 0 | SCMH | U
U25 R5 | SCH | 883 | 100 | 6 | 0 | SCFH | S
F35 | SCH | 35320 | 10 | 6 | 0 | SCFH | S
U16 R5 | SCH | 565 | 0.1 | 4 | 0 | SCFH | S
D35 | SCH | 35000 | 1 | 8 | 0 | SCFH | R
U6 R5 | SCH | 6 | 1 | 4 | 0 | SCMH | S
U6 R5 | SCH | 2296 | 1 | 6 | 0 | SCFH | S
MDA16 | SCH | 6 | 1 | 5 | 0 | SCMH | U
D14 | SCH | 14000 | 1 | 8 | 0 | SCFH | R
G65 | SCH | 100 | 1 | 5 | 0 | SCFH | R
U6 R5 | SCH | 6 | 1 | 4 | 0 | SCFH | Z
MDA16 | SCH | 1600 | 1 | 6 | 0 | SCMH | S
D3 | SCH | 3530 | 0.01 | 8 | 0 | SCFH | S
D3 | SCH | 3500 | 0.01 | 6 | 0 | SCFH | R
D5 | SCH | 5 | 0.01 | 8 | 0 | SCFH | S
U25 | SCH | 883 | 0.1 | 6 | 0 | SCFH | S
U65 | SCH | 6 | 1 | 5 | 0 | SCMH | S
U6 R5 | SCH | 565 | 1 | 4 | 0 | SCFH | D
U16 | SCH | 700 | 1 | 4 | 0 | SCFH | S
U6 | SCH | 0 | 1 | 4 | 0 | SCMH | S
D0.8 | SCH | 800 | 1 | 6 | 0 | SCFH | R
U6 | SCH | 6 | 100 | 4 | 0 | SCFH | U
U16 | SCH | 6 | 100 | 4 | 0 | SCFH | U
D3 | SCH | 3000 | 0.01 | 8 | 0.01 | SCFH | R
MDK100 | SCH | 100 | 1 | 6 | 0 | SCMH | S
U25 R5 | SCH | 883 | 1 | 6 | 0.1 | SCFH | S
U6 R5 | SCH | 883 | 1 | 6 | 0 | SCMH | S
G4 | SCH | 0 | 1 | 5 | 0 | SCMH | U
G4 | SCH | 6 | 1 | 5 | 0 | SCMH | L
ETX6 | SCH | 0 | 1 | 5 | 0 | SCMH | S
U6 R5 | SCH | 0 | 1 | 4 | 0 | SCMH | S
U6 | SCH | 6 | 1 | 4 | 0 | SCMH | Z
U6 R5 | SCH | 0 | 1 | 5 | 0 | SCMH | S
E6 | SCH | 0 | 1 | 5 | 0 | SCMH | S
U6 R5 | SCH | 6 | 1 | 4 | 0 | SCMH | Z
MRD0310A1R | SCH | 353 | 1 | 6 | 0 | SCFH | S
D0.8 | SCH | 800 | 1 | 4 | 0 | SCFH | R
U25 | SCH | 353 | 1 | 6 | 0 | SCMH | D
U40 R5 | SCH | 0 | 1 | 6 | 0 | SCFH | Z
4500T/C | SCH | 4500 | 1 | 6 | 0 | SCFH | L
EG4V10 | SCH | 6 | 1 | 5 | 0 | SCMH | D
U6 | SCH | 212 | 0.1 | 4 | 0 | SCFH | D
G4 | SCH | 15 | 1 | 5 | 0 | SCMH | S
G4 | SCH | 0 | 1 | 5 | 0 | SCMH | L
U100 | SCH | 535 | 1 | 6 | 0 | SCFH | S
U6 | SCH | 2296 | 1 | 4 | 0 | SCFH | S
U16 R5 | SCH | 4 | 1 | 4 | 0 | SCFH | S
G4SC | SCH | 60000 | 1 | 5 | 0 | SCMH | S
G4 | SCH | 0 | 1 | 5 | 0 | SCMH | D
100T/C | SCH | 0 | 1 | 4 | 0 | SCFH | S
E6 | SCH | 0 | 1 | 5 | 0 | SCMH | U
MDA16 | SCH | 16 | 0.1 | 9 | 0 | SCFH | S
U6 | SCH | 240 | 1 | 4 | 0 | SCFH | S
MRD0310B4D | SCH | 300 | 1 | 7 | 0 | SCMH | R
U16 R5 | SCH | 1412 | 1 | 4 | 0 | SCFH | S
U6 R5 | SCH | 1412 | 1 | 4 | 0 | SCFH | S
MTA1600G | SCH | 5600 | 1 | 8 | 0 | SCMH | T
G65 | SCH | 65 | 1 | 6 | 0 | SCMH | S
MDA100 | SCH | 6 | 1 | 6 | 0 | SCMH | S
MRD0025B4B | SCH | 25 | 1 | 6 | 0 | SCMH | S
U6 | SCH | 0 | 1 | 6 | 0 | SCFH | S
1800T/C | SCH | 1800 | 1 | 5 | 0 | SCFH | L
BK-G4 | SCH | 6 | 1 | 5 | 0 | SCMH | S
U6 | SCH | 6 | 10 | 4 | 0 | SCFH | S
U16 | SCH | 565 | 1 | 4 | 0.01 | SCFH | S
U65 | SCH | 883 | 1 | 6 | 0 | SCFH | S
U6 R5 | SCH | 160 | 1 | 6 | 0 | SCFH | S
400T/C | SCH | 6 | 1 | 5 | 0 | SCFH | S
U16 | SCH | 0 | 1 | 4 | 0 | SCMH | S
U40 | SCH | 1412 | 0.01 | 6 | 0 | SCFH | S
U16 | SCH | 0 | 1 | 4 | 0 | SCFH | Z
U16 R5 | SCH | 212 | 1 | 4 | 0 | SCFH | D
U100 R5 | SCH | 353 | 1 | 6 | 0 | SCFH | S
MTA650D | SCH | 6 | 1 | 5 | 0 | SCMH | S
G1000TZ200 | SCH | 56000 | 1 | 8 | 0 | SCFH | R
D5 | SCH | 5 | 1 | 8 | 0 | SCFH | S
E6VLG310 | SCH | 6 | 1 | 5 | 0 | SCMH | S
MDA16 | SCH | 16 | 1 | 6 | 0.01 | SCMH | S
U100 | SCH | 5650 | 1 | 6 | 0 | SCFH | S
G4SC | SCH | 6 | 1 | 5 | 0 | SCMH | T
U6 | SCH | 0 | 100 | 4 | 0 | SCFH | D
G4 | SCH | 15 | 10 | 5 | 0 | SCFH | S
U160 | SCH | 40 | 1 | 7 | 0 | SCFH | S
MRA200C | SCH | 200 | 1 | 4 | 0 | SCFH | S
U16 R5 | SCH | 212 | 0.01 | 4 | 0 | SCFH | S
MRD0650A1E | SCH | 650 | 1 | 7 | 0 | SCMH | S
U6 R5 | SCH | 212 | 1 | 7 | 0 | SCMH | S
G4000TZ400 | SCH | 23000 | 1 | 8 | 0 | SCFH | T
U6 | SCH | 2 | 1 | 4 | 0 | SCFH | S
U25 R5 | SCH | 160 | 1 | 6 | 0 | SCFH | S
U16 R5 | SCH | 212 | 100 | 4 | 0 | SCMH | S
U25 | SCH | 2296 | 1 | 6 | 0 | SCFH | S
U65 R5 | SCH | 6 | 1 | 5 | 0 | SCMH | S
D1.5 | SCH | 1600 | 1 | 8 | 0 | SCMH | T
U100 | SCH | 100 | 1 | 6 | 0 | SCMH | D
U25 R5 | SCH | 25 | 1 | 4 | 0 | SCFH | S
U6 R5 | SCH | 1412 | 1 | 6 | 0 | SCFH | S
U160 R5 | SCH | 5650 | 1 | 6 | 0 | SCFH | U
U65 | SCH | 2296 | 1 | 6 | 0 | SCFH | U
U6 | SCH | 6 | 1 | 5 | 0.1 | SCMH | S
U100 R5 | SCH | 6 | 1 | 4 | 0 | SCFH | S
MDA16 | SCH | 1600 | 1 | 7 | 0 | SCMH | S
D3 | SCH | 3 | 1 | 9 | 0 | SCFH | S
D1.5 | SCH | 1500 | 0.01 | 8 | 0 | SCFH | T
G4SC | SCH | 212 | 1 | 4 | 0 | SCFH | S
U6 | SCH | 212 | 100 | 5 | 0 | SCMH | S
U40 | SCH | 1412 | 1 | 6 | 0.1 | SCFH | L
100T/C | SCH | 212 | 1 | 4 | 0 | SCFH | L
D11 | SCH | 110000 | 0.1 | 9 | 0 | SCFH | R
D3 | SCH | 3000 | 0.01 | 8 | 0 | SCFH | D
U6 | SCH | 6 | 0.01 | 4 | 0 | SCFH | S
U40 | SCH | 16 | 1 | 6 | 0 | SCMH | S
MTA1600FF | SCH | 212 | 1 | 4 | 0 | SCFH | S
U6 R5 | SCH | 212 | 0.1 | 4 | 0 | SCFH | S
MDA100 | SCH | 100 | 1 | 6 | 1 | SCMH | S
UNKNOWN | SCH | 600 | 1 | 4 | 0 | SCFH | S
G4 | SCH | 6 | 0.01 | 5 | 0 | SCFH | S
E6 | SCH | 6 | 1 | 5 | 0 | SCFH | S
D3 | SCH | 3 | 0.01 | 9 | 0 | SCFH | R
U6 | SCH | 1.0226 | 1 | 6 | 0 | SCFH | S
SC6 | SCH | 212 | 1 | 4 | 0 | SCMH | U
D0.8 | SCH | 800 | 1 | 6 | 0 | SCFH | S
U16 R5 | SCH | 6 | 1 | 5 | 0 | SCMH | S
U40 R5 | SCH | 1412 | 1 | 5 | 0 | SCFH | S
MDA25 | SCH | 565 | 1 | 6 | 0 | SCMH | S
MDA100W | SCH | 100 | 1 | 6 | 0 | SCMH | R
U6 | SCH | 700 | 1 | 4 | 0 | SCFH | S
700T/C | SCH | 700 | 1 | 4 | 0 | SCFH | S
G4SC | SCH | 6 | 1 | 5 | 1 | SCMH | S
E6 | SCH | 16 | 1 | 6 | 0 | SCMH | U
U6 R5 | SCH | 212 | 10 | 4 | 0 | SCFH | S
U65 | SCH | 100 | 1 | 7 | 0 | SCMH | S
U40 | SCH | 1412 | 1 | 5 | 0 | SCMH | S
U40 R5 | SCH | 6 | 1 | 5 | 0 | SCMH | S
MTD01600VF | SCH | 1600 | 1 | 8 | 0 | SCMH | S
U6 | SCH | 212 | 0.01 | 6 | 0 | SCFH | S
MRA200C | SCH | 21 | 1 | 7 | 0 | SCMH | R
U16 | SCH | 565 | 1 | 4 | 0.1 | SCFH | S
U16 | SCH | 6 | 1 | 6 | 0 | SCFH | S
U25 R5 | SCH | 16 | 1 | 6 | 0 | SCFH | S
D16 | SCH | 16 | 0.1 | 9 | 0 | SCFH | R
MDA25 | SCH | 25 | 1 | 6 | 0 | SCMH | U
G4 | SCH | 6 | 1 | 6 | 0 | SCMH | Z
D1.5 | SCH | 21 | 0.01 | 8 | 0 | SCFH | R
MDA25W | SCH | 6 | 1 | 6 | 0 | SCMH | S
U25 | SCH | 25 | 1 | 6 | 0 | SCFH | D
F14 | SCH | 14128 | 0.1 | 8 | 0 | SCFH | S
G4SC | SCH | 6 | 1 | 5 | 0 | SCMH | R
11MT | SCH | 212 | 1 | 6 | 0 | SCFH | S
G4 | SCH | 212 | 1 | 5 | 0 | SCMH | D
D5 | SCH | 56000 | 0.01 | 8 | 0 | SCFH | R
U40 R5 | SCH | 1412 | 1 | 4 | 0 | SCFH | Z
U16 | SCH | 6 | 1 | 4 | 0 | SCFH | R
U100 R5 | SCH | 6 | 100 | 4 | 0 | SCFH | S
U65 | SCH | 2296 | 1 | 6 | 0.1 | SCFH | S
MRA160C | SCH | 160 | 1 | 7 | 0 | SCMH | S
MDA16 | SCH | 16 | 100 | 6 | 0 | SCMH | S
G4 | SCH | 212 | 1 | 5 | 0 | SCMH | U
MRD0250B4D | SCH | 250 | 1 | 7 | 0 | SCMH | R
U6 R5 | SCH | 212 | 100 | 4 | 0 | SCMH | S
E6VLG310 | SCH | 212 | 1 | 5 | 0 | SCMH | U
MRD0160B4C | SCH | 16 | 1 | 7 | 0 | SCMH | S
E6 | SCH | 212 | 1 | 4 | 0 | SCFH | D
U25 | SCH | 16 | 1 | 6 | 0 | SCMH | S
U6 | SCH | 6 | 1 | 6 | 0 | SCMH | S
U25 | SCH | 65 | 1 | 6 | 0 | SCMH | S
MTA650TE | SCH | 6 | 1 | 5 | 0 | SCMH | S
MTA6500J | SCH | 6 | 1 | 5 | 0 | SCMH | S
G4SC | SCH | 6 | 10 | 5 | 0 | SCFH | S
U25 | SCH | 25 | 1 | 6 | 0 | SCMH | D
U6 R5 | SCH | 5650 | 1 | 6 | 0 | SCFH | S
G4 | SCH | 6 | 100 | 5 | 0 | SCFH | U
U65 R5 | SCH | 2296 | 0.1 | 6 | 0 | SCFH | S
RG1500 | SCH | 200 | 1 | 4 | 0 | SCFH | S
MRA160C | SCH | 160 | 1 | 5 | 0 | SCMH | R
U100 | SCH | 535 | 1 | 4 | 0 | SCFH | S
D5 | SCH | 5651 | 0.1 | 7 | 0 | SCFH | R
MTA400FD | SCH | 6 | 1 | 5 | 0 | SCMH | S
U25 | SCH | 883 | 1 | 6 | 0.01 | SCFH | S
U160 R5 | SCH | 5650 | 0.1 | 6 | 0 | SCFH | S
D23 | SCH | 23000 | 1 | 8 | 0 | SCMH | R
MDA40 | SCH | 40 | 1 | 6 | 0.1 | SCMH | S
MRD0310A1R | SCH | 353 | 1 | 6 | 0 | SCMH | S
SC6 | SCH | 6 | 1 | 4 | 0 | SCFH | D
MDA160 | SCH | 6 | 1 | 7 | 0 | SCMH | S
U6 | SCH | 212 | 1 | 7 | 0 | SCMH | S
U160 | SCH | 5650 | 1 | 6 | 0 | SCFH | L
U25 | SCH | 883 | 1 | 6 | 0 | SCFH | L
BK-G25E | SCH | 0 | 1 | 6 | 0 | SCMH | S
U16 R5 | SCH | 563 | 1 | 4 | 0 | SCFH | S
U100 | SCH | 3511 | 0.01 | 8 | 0 | SCFH | S
RABOG25 | SCH | 40 | 1 | 6 | 0 | SCMH | S
BK-G40E | SCH | 65 | 1 | 6 | 0 | SCMH | S
BK-G65E | SCH | 100 | 1 | 6 | 0 | SCMH | S
BK-G10E | SCH | 16 | 1 | 6 | 0 | SCMH | S
RABOG100 | SCH | 160 | 1 | 7 | 0 | SCMH | S
MRD0100B4B | SCH | 100 | 1 | 6 | 0 | SCMH | S
U25 | SCH | 883 | 1 | 6 | 1 | SCFH | D
E6VG370 | SCH | 16 | 1 | 5 | 0 | SCMH | U
U6 | SCH | 2296 | 1 | 6 | 0 | SCFH | D
MDA100 | SCH | 212 | 1 | 5 | 0 | SCMH | S
D23 | SCH | 5650 | 0.1 | 8 | 0 | SCFH | R
BK G10 | SCH | 16 | 1 | 6 | 0 | SCMH | S
E6VG370 | SCH | 6 | 1 | 5 | 0 | SCMH | U
D7 | SCH | 5650 | 0.01 | 9 | 0 | SCFH | R
MRD0250B4D | SCH | 250 | 1 | 7 | 0 | SCMH | S
MRD0040B4B | SCH | 40 | 1 | 6 | 0 | SCMH | S
U6 | SCH | 1 | 1 | 5 | 0 | SCFH | S
MRD0160B4C | SCH | 160 | 1 | 7 | 0 | SCMH | S
BK-G25E | SCH | 40 | 1 | 6 | 0 | SCMH | S
EG4V10 | SCH | 6 | 1 | 5 | 0 | SCMH | U
Libra200 | SCH | 212 | 1 | 5 | 0 | SCMH | U
G16 | SCH | 25 | 1 | 6 | 0 | SCMH | S
E6VLG310P | SCH | 212 | 1 | 5 | 0 | SCMH | U
MDA16 | SCH | 565 | 1 | 4 | 0 | SCFH | S
D11 | SCH | 11000 | 1 | 6 | 0 | SCFH | R
BK G65 | SCH | 100 | 1 | 6 | 0 | SCMH | S
BK-G40E | SCH | 65 | 1 | 7 | 0 | SCMH | S
RABOG250 | SCH | 400 | 1 | 7 | 0 | SCMH | S
MDA16 | SCH | 21 | 1 | 6 | 0 | SCMH | S
D3 | SCH | 350 | 0.01 | 8 | 0 | SCFH | R
EG4V10 | SCH | 6 | 1 | 5 | 0 | SCMH | S
U6 R5 | SCH | 12000 | 1 | 4 | 0 | SCFH | S
U6 R5 | SCH | 140 | 1 | 4 | 0 | SCFH | S
U6 R5 | SCH | 700 | 1 | 4 | 0 | SCFH | S
U6 R5 | SCH | 1200 | 1 | 4 | 0 | SCFH | S
D5 | SCH | 65 | 0.01 | 8 | 0 | SCFH | R
U6 | SCH | 6 | 1 | 5 | 0 | SCMH | U
RABOG160 | SCH | 250 | 1 | 7 | 0 | SCMH | S
RABOG65 | SCH | 100 | 1 | 6 | 0 | SCMH | S
BK-G16E | SCH | 25 | 1 | 6 | 0 | SCMH | S
U6 R5 | SCH | 16 | 1 | 5 | 0 | SCMH | S
U6 | SCH | 212 | 1 | 4 | 0.1 | SCMH | S
U6 | SCH | 883 | 1 | 6 | 0 | SCFH | D
SC6 | SCH | 6 | 1 | 4 | 0 | SCMH | S
U16 | SCH | 353 | 1 | 6 | 0 | SCMH | S
400T/C | SCH | 400 | 1 | 6 | 0 | SCFH | L
U16 | SCH | 212 | 1 | 6 | 0 | SCMH | S
E6VLG310P | SCH | 6 | 1 | 5 | 0 | SCMH | U
MDK65 | SCH | 65 | 1 | 6 | 0 | SCMH | S
D16 | SCH | 5650 | 0.1 | 9 | 0 | SCFH | R
400T/C | SCH | 212 | 1 | 4 | 0 | SCFH | S
D0.8 | SCH | 883 | 0.01 | 8 | 0 | SCFH | R
U100 | SCH | 3530 | 1 | 6 | 0 | SCFH | S
U65 R5 | SCH | 2296 | 1 | 6 | 0.01 | SCFH | S
MDA16 | SCH | 16 | 1 | 7 | 0 | SCMH | S
MDA25W | SCH | 6 | 1 | 5 | 0 | SCMH | S
U100 R5 | SCH | 3511 | 0.01 | 6 | 0 | SCFH | S
U16 | SCH | 212 | 1 | 6 | 0 | SCFH | S
G4 | SCH | 5 | 1 | 5 | 0 | SCMH | S
METLG210 | SCH | 212 | 1 | 5 | 0 | SCMH | U
U40 | SCH | 1412 | 1 | 6 | 0.01 | SCFH | L
200T/C | SCH | 200 | 1 | 5 | 0 | SCMH | L
E6VLG310 | SCH | 6 | 1 | 5 | 0 | SCMH | U
F88 | SCH | 88000 | 0.1 | 8 | 0 | SCFH | S
D3 | SCH | 35000 | 1 | 8 | 0 | SCFH | R
G4SC | SCH | 8 | 1 | 5 | 0 | SCMH | S
G4SC | SCH | 800 | 1 | 5 | 0 | SCMH | S
U16 | SCH | 200 | 1 | 4 | 0 | SCFH | S
U6 | SCH | 16000 | 1 | 4 | 0 | SCFH | R
MDA25 | SCH | 25 | 1 | 5 | 0 | SCMH | S
U65 | SCH | 2283 | 1 | 6 | 0 | SCFH | S
U25 | SCH | 212 | 1 | 4 | 0 | SCFH | S
U65 R5 | SCH | 2296 | 1 | 6 | 1 | SCFH | D
U6 | SCH | 212 | 1 | 4 | 1 | SCFH | D
U6 R5 | SCH | 600 | 1 | 4 | 0 | SCFH | S
F14 | SCH | 5650 | 0.1 | 8 | 0 | SCFH | T
MRA1000S | SCH | 100 | 1 | 7 | 0 | SCMH | R
U65 | SCH | 212 | 1 | 4 | 0 | SCFH | S
U40 | SCH | 40 | 1 | 6 | 0 | SCFH | D
SC6 | SCH | 6 | 1 | 5 | 1 | SCMH | S
102M125 | SCH | 0 | 1 | 5 | 0 | SCMH | Z
D11 | SCH | 11000 | 0.1 | 9 | 1 | SCFH | R
MRA1000E | SCH | 1000 | 1 | 6 | 0 | SCMH | R
MRA1000S | SCH | 1000 | 1 | 7 | 0 | SCMH | R
U16 | SCH | 1 | 1 | 6 | 0 | SCFH | S
D5 | SCH | 0 | 0.01 | 9 | 1 | SCFH | R
MRA100B | SCH | 0 | 1 | 7 | 1 | SCMH | R
D3 | SCH | 0 | 0.01 | 8 | 1 | SCFH | R
6000T/C | SCH | 6000 | 1 | 6 | 0 | SCFH | L
G4SC | SCH | 6 | 1 | 4 | 0 | SCFH | S
D1.5 | SCH | 1500 | 1 | 8 | 0 | SCFH | S
MDK16 | SCH | 16 | 1 | 6 | 0 | SCMH | D
400T/C | SCH | 400 | 1 | 5 | 0 | SCMH | L
MTA650E | SCH | 650 | 1 | 5 | 0 | SCMH | T
E6 | SCH | 6 | 1 | 4 | 0 | SCFH | U
D9 | SCH | 9000 | 0.01 | 8 | 0 | SCFH | S
U6 | SCH | 212 | 10 | 4 | 0 | SCFH | Z
D1.5 | SCH | 1500 | 0.01 | 8 | 0 | SCMH | R
U40 | SCH | 40 | 1 | 6 | 0 | SCFH | S
U16 | SCH | 400 | 1 | 4 | 0 | SCFH | S
U16 R5 | SCH | 565 | 1 | 6 | 0 | SCFH | S
U16 | SCH | 565 | 1 | 4 | 0 | SCFH | R
D3 | SCH | 0 | 0.01 | 8 | 0 | SCFH | R
U6 | SCH | 6 | 1 | 5 | 0 | SCFH | S
U40 | SCH | 16 | 1 | 6 | 0 | SCFH | S
D56 | SCH | 56000 | 1 | 8 | 0 | SCFH | S
U25 R5 | SCH | 550 | 1 | 6 | 0 | SCMH | S
F88 | SCH | 8800 | 0.1 | 8 | 0 | SCFH | T
U6 R5 | SCH | 212 | 1 | 5 | 0 | SCFH | S
G25 | SCH | 40 | 1 | 6 | 0 | SCMH | S
MRA1000E | SCH | 1000 | 1 | 7 | 0 | SCMH | S
U25 | SCH | 565 | 1 | 4 | 0 | SCFH | Z
G25 | SCH | 6 | 1 | 5 | 0 | SCMH | S
U6 | SCH | 565 | 1 | 6 | 0 | SCFH | D
SC6 | SCH | 212 | 1 | 4 | 0 | SCFH | U
SC6 | SCH | 212 | 1 | 5 | 0 | SCFH | S
D56 | SCH | 56000 | 1 | 7 | 0 | SCFH | R
U16 R5 | SCH | 565 | 1 | 4 | 0 | SCFH | R
U25 R5 | SCH | 883 | 1 | 6 | 0 | SCFH | R
U6 R5 | SCH | 6 | 1 | 5 | 0 | SCFH | S
D14 | SCH | 14000 | 0.1 | 9 | 0 | SCFH | R
U6 | SCH | 16 | 1 | 6 | 0 | SCMH | Z
D23 | SCH | 23000 | 0.01 | 8 | 0 | SCFH | R
ETX6 | SCH | 6 | 1 | 5 | 0 | SCMH | S
ETX6 | SCH | 6 | 1 | 5 | 0 | SCMH | U
U6 | SCH | 212 | 1 | 4 | 0 | SCFH | T
U160 | SCH | 5650 | 1 | 6 | 0 | SCFH | R
ETUG | SCH | 6 | 1 | 5 | 0 | SCMH | S
U6 | SCH | 212 | 1 | 4 | 0 | SCFH | U
SC6 | SCH | 212 | 1 | 4 | 1 | SCFH | S
U25 R5 | SCH | 883 | 1 | 5 | 0 | SCFH | S
MTA4000FG | SCH | 4000 | 1 | 8 | 0 | SCMH | S
U160 | SCH | 565 | 1 | 6 | 0 | SCFH | S
U25 | SCH | 883 | 0.1 | 6 | 0 | SCFH | Z
U160 R5 | SCH | 16 | 1 | 6 | 0 | SCFH | S
MRA650E | SCH | 650 | 1 | 7 | 0 | SCMH | S
U25 R5 | SCH | 883 | 1 | 7 | 0 | SCFH | D
MDA25W | SCH | 883 | 1 | 6 | 0 | SCMH | S
D3 | SCH | 3000 | 0.01 | 9 | 0 | SCFH | S
U16 | SCH | 212 | 1 | 4 | 0 | SCFH | Z
U6 | SCH | 565 | 1 | 6 | 0 | SCFH | S
G4 | SCH | 6 | 1 | 6 | 0 | SCFH | S
U6 | SCH | 201 | 1 | 4 | 0 | SCFH | S
U40 R5 | SCH | 141 | 1 | 6 | 0 | SCFH | S
R-5 | SCH | 6 | 1 | 5 | 0 | SCMH | Z
D3 | SCH | 3500 | 0.01 | 8 | 0 | SCFH | S
D23 | SCH | 23000 | 0.1 | 8 | 0 | SCFH | S
SC6 | SCH | 0 | 1 | 4 | 0 | SCFH | Z
F23 | SCH | 23000 | 1 | 8 | 0 | SCFH | T
U16 | SCH | 550 | 1 | 6 | 0 | SCFH | S
D16 | SCH | 16000 | 0.1 | 9 | 0 | SCFH | Z
U40 | SCH | 141200 | 1 | 6 | 0 | SCFH | S
BK G16 | SCH | 25 | 1 | 6 | 0 | SCMH | S
D5 | SCH | 5651 | 0.01 | 8 | 0 | SCFH | S
G4 | SCH | 6 | 1 | 7 | 0 | SCMH | S
D5 | SCH | 5651 | 0.01 | 9 | 0 | SCFH | R
100T/C | SCH | 0 | 1 | 5 | 0 | SCMH | Z
U6 R5 | SCH | 220 | 1 | 4 | 0 | SCFH | S
U6 | SCH | 212 | 1 | 4 | 1 | SCFH | S
U16 | SCH | 585 | 1 | 4 | 0 | SCFH | S
U6 | SCH | 1 | 1 | 5 | 0 | SCMH | S
U16 | SCH | 16 | 1 | 4 | 0 | SCFH | D
F88 | SCH | 88000 | 0.1 | 8 | 0 | SCFH | R
U6 R5 | SCH | 6 | 1 | 5 | 0 | SCMH | U
D11 | SCH | 11000 | 0.1 | 9 | 0 | SCFH | S
U6 R5 | SCH | 16 | 1 | 6 | 0 | SCMH | S
U6 R5 | SCH | 212 | 1 | 6 | 0 | SCFH | S
F35 | SCH | 35320 | 1 | 8 | 0 | SCFH | T
MRA100B | SCH | 100 | 1 | 7 | 0 | SCMH | S
U6 R5 | SCH | 212 | 1 | 4 | 1 | SCFH | S
U16 | SCH | 525 | 1 | 4 | 0 | SCFH | S
G16 | SCH | 25 | 1 | 6 | 0 | SCMH | R
G4SC | SCH | 6 | 1 | 5 | 0 | SCMH | U
G1600TZ250 | SCH | 6 | 1 | 5 | 0 | SCMH | S
U16 R5 | SCH | 6 | 1 | 4 | 0 | SCMH | S
E6 | SCH | 0 | 1 | 4 | 0 | SCFH | Z
U25 R5 | SCH | 2262 | 1 | 6 | 0 | SCFH | S
METLG210 | SCH | 6 | 1 | 5 | 0 | SCMH | U
D56 | SCH | 56000 | 1 | 8 | 0 | SCFH | R
D0.8 | SCH | 800 | 1 | 4 | 0 | SCFH | S
U6/G4 | SCH | 6 | 1 | 5 | 0 | SCMH | S
U25 | SCH | 883 | 0.01 | 8 | 0 | SCFH | S
D11 | SCH | 11000 | 0.1 | 8 | 0 | SCFH | Z
U16 | SCH | 2262 | 1 | 4 | 0 | SCFH | S
U16 | SCH | 6 | 1 | 5 | 0 | SCMH | S
D5 | SCH | 5650 | 0.01 | 8 | 0 | SCFH | S
U25 R5 | SCH | 883 | 0.1 | 6 | 0 | SCFH | S
D3 | SCH | 3000 | 1 | 8 | 0 | SCFH | S
1200T/C | SCH | 1200 | 1 | 5 | 0 | SCFH | S
U100 R5 | SCH | 0 | 1 | 6 | 100 | SCFH | S
U160 R5 | SCH | 565 | 1 | 4 | 0 | SCFH | S
F35 | SCH | 35320 | 0.1 | 8 | 0 | SCFH | Z
U6 | SCH | 565 | 1 | 5 | 0 | SCMH | S
MRA1000E | SCH | 0 | 1 | 7 | 0 | SCMH | R
D7 | SCH | 70 | 0.01 | 8 | 0 | SCFH | R
U25 R5 | SCH | 0 | 1 | 6 | 100 | SCFH | S
BK G25 | SCH | 40 | 1 | 6 | 0 | SCMH | S
D3 | SCH | 3530 | 1 | 8 | 0 | SCFH | R
U16 R5 | SCH | 545 | 1 | 4 | 0 | SCFH | S
D9 | SCH | 9000 | 1 | 8 | 0 | SCFH | R
MDA65 | SCH | 25 | 1 | 6 | 0 | SCMH | S
D5 | SCH | 5651 | 1 | 8 | 0 | SCFH | R
U6 | SCH | 212 | 1 | 4 | 0 | SCFH | R
G4 | SCH | 65 | 1 | 5 | 0 | SCMH | S
D5 | SCH | 0 | 0.01 | 8 | 1 | SCFH | R
MDA160 | SCH | 160 | 1 | 7 | 1 | SCMH | S
U25 | SCH | 883 | 1 | 5 | 0 | SCFH | S
SC6 | SCH | 6 | 1 | 5 | 0 | SCFH | S
350T/C | SCH | 350 | 1 | 4 | 0 | SCFH | S
MDA16W | SCH | 0 | 1 | 6 | 0 | SCMH | S
MDA160W | SCH | 160 | 1 | 6 | 0 | SCMH | S
G2500TZ | SCH | 140000 | 1 | 8 | 0 | SCFH | T
D35 | SCH | 35000 | 0.1 | 8 | 0 | SCFH | S
U6 | SCH | 212 | 1 | 6 | 0 | SCMH | S
U65 R5 | SCH | 6 | 1 | 6 | 0 | SCFH | S
MDA65 | SCH | 0 | 1 | 6 | 1 | SCMH | S
D3 | SCH | 0 | 0.01 | 9 | 1 | SCFH | R
MDA16 | SCH | 16 | 1 | 4 | 0 | SCFH | S
U160 R5 | SCH | 0 | 1 | 6 | 100 | SCFH | S
U65 R5 | SCH | 0 | 1 | 6 | 100 | SCFH | S
200T/C | SCH | 200 | 1 | 5 | 0 | SCFH | L
U40 R5 | SCH | 212 | 1 | 6 | 0 | SCFH | D
U160 R5 | SCH | 565 | 1 | 6 | 0 | SCFH | S
D16 | SCH | 16000 | 1 | 8 | 0 | SCFH | R
D23 | SCH | 23000 | 1 | 8 | 0 | SCFH | R
U40 R5 | SCH | 40 | 1 | 6 | 0 | SCMH | S
MDA40 | SCH | 40 | 1 | 7 | 0 | SCMH | S
D5 | SCH | 5000 | 1 | 9 | 0 | SCFH | R
U6 | SCH | 6 | 1 | 5 | 0 | SCMH | D
U40 R5 | SCH | 1412 | 1 | 6 | 0 | SCMH | S
U6 R5 | SCH | 0 | 1 | 5 | 0 | SCMH | Z
U160 R5 | SCH | 5650 | 1 | 6 | 0 | SCMH | S
D5 | SCH | 5000 | 0.01 | 8 | 0 | SCFH | S
MRA100PB | SCH | 100 | 1 | 6 | 0 | SCMH | D
U6 R5 | SCH | 4 | 1 | 4 | 0 | SCFH | S
D11 | SCH | 0 | 0.1 | 9 | 0 | SCFH | Z
U65 R5 | SCH | 0 | 1 | 6 | 0 | SCFH | S
U6 | SCH | 6 | 1 | 4 | 0 | SCMH | D
SC6 | SCH | 0 | 1 | 5 | 0 | SCMH | Z
MRA100B | SCH | 0 | 1 | 7 | 0 | SCMH | R
D11 | SCH | 0 | 0.1 | 9 | 10 | SCFH | R
U25 R5 | SCH | 700 | 1 | 6 | 0 | SCFH | S
U40 R5 | SCH | 565 | 1 | 6 | 0 | SCFH | S
U40 R5 | SCH | 100 | 1 | 6 | 0 | SCFH | S
U25 R5 | SCH | 3511 | 1 | 6 | 0 | SCFH | S
U40 | SCH | 2296 | 1 | 6 | 0 | SCFH | S
U40 R5 | SCH | 3511 | 1 | 6 | 0 | SCFH | S
SC6 | SCH | 565 | 1 | 4 | 0 | SCFH | S
U25 R5 | SCH | 5650 | 1 | 6 | 0 | SCFH | S
U65 R5 | SCH | 5650 | 1 | 6 | 0 | SCFH | S
D7 | SCH | 7000 | 0.01 | 8 | 0 | SCFH | S
U40 R5 | SCH | 0 | 1 | 6 | 100 | SCFH | S
SC6 | SCH | 6 | 1 | 5 | 0 | SCMH | U
U6 | SCH | 883 | 1 | 6 | 0 | SCFH | S
U65 | SCH | 0 | 1 | 6 | 100 | SCFH | S
U100 | SCH | 100 | 1 | 6 | 0 | SCFH | S
U16 | SCH | 6 | 1 | 4 | 0 | SCFH | S
U100 | SCH | 100 | 1 | 6 | 0 | SCMH | S
G4 | SCH | 1.0226 | 1 | 5 | 0 | SCMH | S
D5 | SCH | 5000 | 1 | 8 | 0 | SCFH | S
U6 | SCH | 212 | 1 | 6 | 0 | SCFH | D
SC6 | SCH | 6 | 1 | 4 | 0 | SCFH | U
MDA25 | SCH | 0 | 1 | 6 | 1 | SCMH | S
1200T/C | SCH | 1200 | 1 | 5 | 0 | SCFH | L
MRA250C | SCH | 0 | 1 | 8 | 0 | SCMH | Z
U16 | SCH | 16 | 1 | 4 | 0 | SCMH | S
U6 | SCH | 212 | 1 | 4 | 0 | SCMH | D
U65 | SCH | 2296 | 1 | 6 | 0 | SCFH | L
U65 R5 | SCH | 3511 | 1 | 6 | 0 | SCFH | S
U65 R5 | SCH | 212 | 1 | 4 | 0 | SCFH | S
U25 | SCH | 565 | 1 | 4 | 0 | SCFH | S
D7 | SCH | 7000 | 1 | 8 | 0 | SCFH | R
D1.5 | SCH | 1500 | 1 | 8 | 0 | SCFH | R
U40 R5 | SCH | 2296 | 1 | 6 | 0 | SCFH | S
U40 R5 | SCH | 883 | 1 | 6 | 0 | SCFH | S
U25 R5 | SCH | 1412 | 1 | 6 | 0 | SCFH | S
U100 R5 | SCH | 5650 | 1 | 6 | 0 | SCFH | S
U100 R5 | SCH | 2296 | 1 | 6 | 0 | SCFH | S
D23 | SCH | 23000 | 0.1 | 8 | 0 | SCFH | Z
D1.5 | SCH | 1412 | 0.01 | 8 | 0 | SCFH | R
G4 | SCH | 1 | 1 | 5 | 0 | SCMH | S
U25 | SCH | 880 | 1 | 4 | 0 | SCFH | S
200T/C | SCH | 200 | 1 | 4 | 0 | SCFH | L
3000T/C | SCH | 3000 | 1 | 5 | 0 | SCFH | L
G4 | SCH | 4 | 1 | 5 | 0 | SCMH | S
U40 | SCH | 1412 | 1 | 4 | 0 | SCFH | S
U16 R5 | SCH | 250 | 1 | 4 | 0 | SCFH | S
U16 R5 | SCH | 565.05 | 1 | 4 | 0 | SCFH | S
D16 | SCH | 16000 | 0.1 | 9 | 0 | SCFH | S
D5 | SCH | 5000 | 1 | 8 | 0 | SCFH | R
U160 | SCH | 2296 | 1 | 6 | 0 | SCFH | S
U16 R5 | SCH | 1 | 1 | 4 | 0 | SCFH | S
U16 | SCH | 565 | 1 | 6 | 0 | SCFH | D
E6 | SCH | 5 | 1 | 5 | 0 | SCMH | U
U6 | SCH | 212 | 1 | 5 | 0 | SCFH | D
U6 R5 | SCH | 1.0226 | 1 | 4 | 0 | SCFH | S
U65 R5 | SCH | 2296 | 1 | 6 | 0 | SCMH | S
MRD0100B4B | SCH | 100 | 1 | 6 | 0 | SCMH | R
U16 R5 | SCH | 565 | 1 | 4 | 0 | SCMH | S
U40 R5 | SCH | 1412 | 1 | 4 | 0 | SCFH | S
U6 R5 | SCH | 0 | 100 | 4 | 0 | SCFH | Z
U6 R5 | SCH | 6 | 1 | 4 | 0 | SCFH | U
D11 | SCH | 11000 | 1 | 8 | 0 | SCFH | R
U65 R5 | SCH | 2296 | 1 | 5 | 0 | SCFH | S
D35 | SCH | 0 | 0.1 | 8 | 0 | SCFH | R
SC6 | SCH | 0 | 1 | 4 | 100 | SCFH | S
U6 | SCH | 525 | 1 | 4 | 0 | SCFH | S
U6 R5 | SCH | 0 | 1 | 4 | 100 | SCFH | S
U6 | SCH | 0 | 1 | 4 | 0 | SCFH | U
MRA400D | SCH | 250 | 1 | 8 | 0 | SCMH | R
MDA16 | SCH | 0 | 1 | 6 | 1 | SCMH | S
MDA40 | SCH | 1412 | 1 | 6 | 0 | SCMH | Z
U65 R5 | SCH | 883 | 1 | 6 | 0 | SCFH | S
MTA1600F | SCH | 1600 | 1 | 8 | 0 | SCMH | Z
MDA100 | SCH | 6 | 1 | 5 | 0 | SCMH | S
U16 | SCH | 0 | 1 | 4 | 100 | SCFH | S
D0.8 | SCH | 0 | 0.01 | 8 | 1 | SCFH | R
U6 | SCH | 0 | 1 | 4 | 100 | SCFH | S
D7 | SCH | 70000 | 0.01 | 8 | 0 | SCFH | R
MDA40 | SCH | 0 | 1 | 6 | 1 | SCMH | S
U25 | SCH | 0 | 1 | 4 | 0 | SCFH | S
U16 | SCH | 565 | 0.1 | 4 | 0 | SCFH | S
U25 R5 | SCH | 25 | 1 | 6 | 0 | SCMH | S
F140 | SCH | 0 | 0.1 | 8 | 0 | SCFH | T
D35 | SCH | 35000 | 1 | 7 | 0 | SCFH | R
D11 | SCH | 11000 | 1 | 9 | 0 | SCFH | R
D0.8 | SCH | 800 | 0.01 | 8 | 0 | SCFH | S
G4 | SCH | 212 | 1 | 5 | 0 | SCFH | S
MDA25 | SCH | 6 | 1 | 6 | 0 | SCMH | S
U16 R5 | SCH | 600 | 1 | 4 | 0 | SCFH | S
MDA16 | SCH | 16 | 1 | 6 | 1 | SCMH | S
U40 | SCH | 40 | 1 | 6 | 0 | SCMH | D
D5 | SCH | 5650 | 0.01 | 8 | 0 | SCFH | R
MRA300D | SCH | 300 | 1 | 8 | 0 | SCMH | S
U16 R5 | SCH | 16 | 1 | 5 | 0 | SCMH | S
U6 | SCH | 6 | 1 | 4 | 0 | SCMH | S
U100 | SCH | 1 | 1 | 6 | 0 | SCFH | S
G4 | SCH | 262 | 1 | 5 | 0 | SCMH | S
METGW | SCH | 0 | 1 | 5 | 0 | SCMH | Z
U6 R5 | SCH | 212 | 0.01 | 4 | 0 | SCFH | S
U65 | SCH | 2269 | 1 | 6 | 0 | SCFH | S
U6 R5 | SCH | 212 | 1 | 4 | 100 | SCFH | S
U160 R5 | SCH | 883 | 1 | 6 | 0 | SCFH | S
U16 | SCH | 565 | 1 | 6 | 0 | SCMH | S
MDA16W | SCH | 565 | 1 | 6 | 0 | SCMH | S
U6 R5 | SCH | 212 | 1 | 4 | 0 | SCFH | L
D3 | SCH | 3000 | 0.01 | 8 | 0 | SCFH | S
U6 R5 | SCH | 212 | 1 | 6 | 0 | SCMH | S
D1.5 | SCH | 1500 | 0.01 | 8 | 0 | SCFH | S
U25 | SCH | 25 | 1 | 6 | 0 | SCMH | S
U6 R5 | SCH | 212 | 1 | 4 | 0 | SCMH | S
E6 | SCH | 6 | 1 | 6 | 0 | SCMH | S
U16 R5 | SCH | 16 | 1 | 6 | 0 | SCFH | S
D3 | SCH | 3500 | 1 | 8 | 0 | SCFH | R
G4SC | SCH | 0 | 1 | 5 | 1 | SCMH | S
MDA100 | SCH | 0 | 1 | 6 | 0 | SCMH | S
MDA16 | SCH | 6 | 1 | 5 | 0 | SCMH | S
U40 R5 | SCH | 40 | 1 | 6 | 0 | SCFH | S
MDA40 | SCH | 1412 | 1 | 6 | 0 | SCMH | S
MDA100 | SCH | 0 | 1 | 6 | 1 | SCMH | S
U16 R5 | SCH | 565 | 1 | 6 | 0 | SCMH | S
U16 | SCH | 565 | 1 | 4 | 0 | SCMH | S
ETUG | SCH | 212 | 1 | 4 | 0 | SCFH | S
U16 | SCH | 565 | 1 | 4 | 0 | SCFH | L
MDA16 | SCH | 16 | 1 | 5 | 0 | SCMH | S
MDA160 | SCH | 0 | 1 | 7 | 1 | SCMH | S
U40 | SCH | 40 | 1 | 6 | 0 | SCMH | S
U65 R5 | SCH | 2296 | 1 | 6 | 0 | SCFH | Z
D5 | SCH | 0 | 0.01 | 9 | 0 | SCFH | R
U16 | SCH | 550 | 1 | 4 | 0 | SCFH | S
U100 | SCH | 3511 | 1 | 6 | 0 | SCMH | S
D56 | SCH | 56000 | 0.1 | 8 | 100 | SCFH | R
D35 | SCH | 1500 | 0.1 | 8 | 0 | SCFH | R
U6 | SCH | 100 | 1 | 5 | 0 | SCMH | Z
U40 | SCH | 212 | 1 | 6 | 0 | SCFH | S
U100 | SCH | 0 | 1 | 6 | 0 | SCFH | S
U100 R5 | SCH | 0 | 1 | 6 | 0 | SCFH | S
D23 | SCH | 0 | 0.1 | 8 | 0 | SCFH | R
U40 | SCH | 0 | 1 | 6 | 0 | SCFH | S
U6 | SCH | 1 | 1 | 4 | 0 | SCFH | S
G4 | SCH | 6 | 1 | 6 | 0 | SCMH | S
U16 | SCH | 5650 | 1 | 4 | 0 | SCFH | S
D0.8 | SCH | 800 | 1 | 8 | 0 | SCFH | R
U16 | SCH | 550 | 1 | 5 | 0 | SCFH | D
G4 | SCH | 0 | 1 | 5 | 1 | SCMH | S
U100 R5 | SCH | 3530 | 1 | 6 | 0 | SCFH | S
D5 | SCH | 5850 | 1 | 6 | 0 | SCFH | R
U65 | SCH | 2296 | 1 | 6 | 0 | SCMH | S
G4 | SCH | 16 | 1 | 5 | 0 | SCMH | S
U16 | SCH | 16 | 1 | 4 | 0 | SCFH | S
SC6 | SCH | 0 | 1 | 5 | 0 | SCMH | S
U40 R5 | SCH | 6 | 1 | 6 | 0 | SCFH | S
U16 | SCH | 16 | 1 | 6 | 0 | SCMH | D
U65 | SCH | 65 | 1 | 6 | 0 | SCMH | D
350T/C | SCH | 350 | 1 | 4 | 0 | SCFH | L
U25 | SCH | 25 | 1 | 6 | 0 | SCFH | S
U16 R5 | SCH | 565 | 0.01 | 4 | 0 | SCFH | S
U40 | SCH | 1412 | 1 | 6 | 0 | SCMH | S
U16 | SCH | 550 | 1 | 4 | 0 | SCFH | D
U6 R5 | SCH | 3511 | 1 | 4 | 0 | SCFH | S
U16 R5 | SCH | 0 | 1 | 4 | 0 | SCFH | Z
U40 R5 | SCH | 1412 | 10 | 6 | 0 | SCFH | S
MDA65 | SCH | 65 | 1 | 6 | 0 | SCMH | Z
U25 R5 | SCH | 0 | 1 | 6 | 0 | SCFH | S
U25 | SCH | 883 | 1 | 4 | 0 | SCFH | S
U25 R5 | SCH | 883 | 1 | 6 | 0 | SCMH | S
MDA25 | SCH | 16 | 1 | 6 | 0 | SCMH | S
MDA25 | SCH | 65 | 1 | 6 | 0 | SCMH | S
G4SC | SCH | 0 | 1 | 5 | 0 | SCMH | Z
U6 R5 | SCH | 883 | 1 | 6 | 0 | SCFH | S
MDA25 | SCH | 0 | 1 | 6 | 0 | SCMH | S
U6 | SCH | 212 | 0.01 | 4 | 0 | SCFH | S
MDA40 | SCH | 40 | 1 | 6 | 0 | SCFH | S
G4SC | SCH | 6 | 1 | 5 | 0 | SCFH | S
G4 | SCH | 6 | 1 | 5 | 0 | SCFH | S
U16 | SCH | 565 | 1 | 5 | 0 | SCMH | S
U16 | SCH | 0 | 1 | 4 | 0 | SCFH | S
U16 | SCH | 212 | 1 | 6 | 0 | SCFH | Z
MDA16 | SCH | 1 | 1 | 6 | 0 | SCMH | S
U16 R5 | SCH | 0 | 1 | 4 | 0 | SCFH | S
U65 | SCH | 0 | 1 | 6 | 0 | SCFH | S
D56 | SCH | 56000 | 0.1 | 8 | 0 | SCFH | R
U6 | SCH | 0 | 1 | 5 | 0 | SCMH | S
U6 R5 | SCH | 2296 | 1 | 4 | 0 | SCFH | S
MDA16 | SCH | 0 | 1 | 6 | 0 | SCMH | S
U6 | SCH | 212 | 1 | 6 | 0 | SCFH | S
G4 | SCH | 6 | 1 | 5 | 0 | SCMH | T
U25 | SCH | 883 | 1 | 6 | 0 | SCMH | S
U6 | SCH | 212 | 1 | 4 | 0 | SCMH | S
G4SC | SCH | 0 | 1 | 5 | 0 | SCMH | S
U6 | SCH | 250 | 1 | 4 | 0 | SCFH | S
U25 R5 | SCH | 883 | 1 | 4 | 0 | SCFH | S
U6 R5 | SCH | 212 | 1 | 4 | 0 | SCFH | R
U65 | SCH | 0 | 1 | 6 | 0 | SCFH | Z
U100 | SCH | 0 | 1 | 6 | 0 | SCFH | Z
U160 | SCH | 0 | 1 | 6 | 0 | SCFH | Z
G4 | SCH | 6 | 1 | 5 | 1 | SCMH | S
U6 R5 | SCH | 1 | 1 | 4 | 0 | SCFH | S
U40 R5 | SCH | 1440 | 1 | 6 | 0 | SCFH | D
SC6 | SCH | 11000 | 1 | 4 | 0 | SCFH | S
U6 | SCH | 212 | 1 | 5 | 0 | SCMH | U
U16 | SCH | 353 | 1 | 6 | 0 | SCFH | S
MRA400D | SCH | 400 | 1 | 8 | 0 | SCMH | Z
D3 | SCH | 3500 | 1 | 6 | 0 | SCFH | R
U6 R5 | SCH | 212 | 1 | 4 | 0 | SCFH | D
SC6 | SCH | 212 | 1 | 4 | 0 | SCMH | S
MDA100 | SCH | 100 | 1 | 6 | 0 | SCMH | D
U6 R5 | SCH | 212 | 1 | 5 | 0 | SCMH | S
MDA16 | SCH | 25 | 1 | 6 | 0 | SCMH | S
SC6 | SCH | 100 | 1 | 4 | 0 | SCFH | S
U25 | SCH | 0 | 1 | 6 | 0 | SCFH | D
U40 | SCH | 6 | 1 | 6 | 0 | SCFH | S
U6 R5 | SCH | 212 | 1 | 5 | 0 | SCMH | U
SC6 | SCH | 212 | 1 | 5 | 0 | SCMH | S
U100 R5 | SCH | 0 | 1 | 6 | 0 | SCFH | Z
U100 | SCH | 3531 | 0.1 | 6 | 0 | SCFH | S
G4 | SCH | 6 | 1 | 4 | 0 | SCMH | S
102M125 | SCH | 0 | 1 | 4 | 0 | SCFH | Z
SC6 | SCH | 212 | 1 | 4 | 0 | SCFH | D
U16 R5 | SCH | 565 | 1 | 5 | 0 | SCFH | S
U6 R5 | SCH | 6 | 1 | 5 | 0 | SCMH | S
700T/C | SCH | 700 | 1 | 5 | 0 | SCFH | L
U16 | SCH | 200 | 1 | 4 | 0 | SCFH | D
U25 | SCH | 0 | 1 | 5 | 0 | SCFH | S
G4 | SCH | 212 | 1 | 4 | 0 | SCFH | S
SC6 | SCH | 0 | 1 | 4 | 0 | SCFH | S
U6 R5 | SCH | 400 | 1 | 4 | 0 | SCFH | S
U6 | SCH | 0 | 1 | 5 | 0 | SCMH | Z
MDA16 | SCH | 16 | 1 | 6 | 0 | SCFH | S
U16 | SCH | 16 | 1 | 6 | 0 | SCMH | S
G4 | SCH | 6 | 1 | 5 | 0 | SCMH | U
G4 | SCH | 0 | 1 | 5 | 0 | SCMH | S
U6 R5 | SCH | 880 | 1 | 4 | 0 | SCFH | S
U40 R5 | SCH | 212 | 1 | 6 | 0 | SCFH | S
U6 | SCH | 2296 | 1 | 6 | 0 | SCFH | S
G4SC | SCH | 0 | 1 | 5 | 1 | SCMH | Z
U40 R5 | SCH | 0 | 1 | 6 | 0 | SCFH | S
U6 | SCH | 212 | 0.1 | 4 | 0 | SCFH | S
U16 | SCH | 550 | 1 | 5 | 0 | SCFH | S
U40 | SCH | 1412 | 1 | 6 | 0 | SCFH | Z
MDA40 | SCH | 0 | 1 | 6 | 0 | SCMH | S
MDA16 | SCH | 0 | 1 | 6 | 1 | SCMH | Z
MDA16 | SCH | 16 | 1 | 6 | 0 | SCMH | D
U16 | SCH | 565 | 0.01 | 4 | 0 | SCFH | S
MDA25 | SCH | 212 | 1 | 6 | 0 | SCMH | S
U6 | SCH | 212 | 1 | 5 | 0 | SCFH | S
METGW | SCH | 6 | 1 | 5 | 0 | SCMH | S
U25 R5 | SCH | 6 | 1 | 6 | 0 | SCFH | S
U16 | SCH | 212 | 1 | 4 | 0 | SCFH | S
MDA25 | SCH | 25 | 1 | 6 | 0 | SCMH | D
U25 | SCH | 565 | 1 | 6 | 0 | SCFH | S
U16 R5 | SCH | 550 | 1 | 4 | 0 | SCFH | S
G4 | SCH | 0 | 1 | 5 | 1 | SCMH | Z
U16 R5 | SCH | 212 | 1 | 4 | 0 | SCFH | S
G65 | SCH | 100 | 1 | 6 | 0 | SCMH | R
METGW | SCH | 212 | 1 | 5 | 0 | SCMH | S
G4 | SCH | 6 | 1 | 5 | 0 | SCMH | D
U6 | SCH | 25 | 1 | 4 | 0 | SCFH | D
E6 | SCH | 6 | 1 | 5 | 0 | SCMH | S
U6 | SCH | 400 | 1 | 4 | 0 | SCFH | S
U6 | SCH | 16 | 1 | 4 | 0 | SCFH | S
U100 R5 | SCH | 883 | 1 | 6 | 0 | SCFH | S
U40 R5 | SCH | 212 | 1 | 4 | 0 | SCFH | S
G4 | SCH | 400 | 1 | 5 | 0 | SCMH | S
U25 R5 | SCH | 565 | 1 | 6 | 0 | SCFH | S
MDA100 | SCH | 100 | 1 | 6 | 0 | SCFH | S
U16 R5 | SCH | 565 | 1 | 4 | 0 | SCFH | Z
MDA25 | SCH | 25 | 1 | 6 | 0 | SCFH | S
MDA16 | SCH | 212 | 1 | 6 | 0 | SCMH | S
MDA65 | SCH | 65 | 1 | 6 | 0 | SCMH | D
U65 | SCH | 2296 | 1 | 6 | 0 | SCFH | Z
U6 R5 | SCH | 250 | 1 | 4 | 0 | SCFH | S
G4 | SCH | 2296 | 1 | 5 | 0 | SCMH | S
MDA25 | SCH | 0 | 1 | 6 | 0 | SCMH | Z
E6 | SCH | 212 | 1 | 5 | 0 | SCMH | U
U6 R5 | SCH | 16 | 1 | 4 | 0 | SCFH | S
U6 | SCH | 0 | 1 | 4 | 0 | SCFH | Z
U6 R5 | SCH | 11000 | 1 | 4 | 0 | SCFH | S
U6 | SCH | 25 | 1 | 4 | 0 | SCFH | S
G4 | SCH | 0 | 1 | 5 | 0 | SCMH | Z
U6 | SCH | 11000 | 1 | 4 | 0 | SCFH | S
U6 R5 | SCH | 0 | 1 | 4 | 0 | SCFH | Z
G4 | SCH | 6 | 1 | 5 | 1 | SCMH | D
400T/C | SCH | 400 | 1 | 4 | 0 | SCFH | L
U16 R5 | SCH | 6 | 1 | 4 | 0 | SCFH | S
100T/C | SCH | 100 | 1 | 4 | 0 | SCFH | L
SC6 | SCH | 6 | 1 | 5 | 0 | SCMH | Z
U160 R5 | SCH | 5650 | 1 | 6 | 0 | SCFH | Z
MDA25W | SCH | 0 | 1 | 6 | 0 | SCMH | S
U6 | SCH | 200 | 1 | 4 | 0 | SCFH | S
U25 R5 | SCH | 2296 | 1 | 6 | 0 | SCFH | S
MDA16 | SCH | 40 | 1 | 6 | 0 | SCMH | S
METUG | SCH | 6 | 1 | 5 | 0 | SCMH | S
U6 R5 | SCH | 0 | 1 | 4 | 0 | SCFH | S
U16 | SCH | 565 | 1 | 5 | 0 | SCFH | S
U16 R5 | SCH | 16 | 1 | 4 | 0 | SCFH | S
METUG | SCH | 212 | 1 | 5 | 0 | SCMH | S
U6 | SCH | 212 | 1 | 5 | 0 | SCMH | D
U6 | SCH | 6 | 1 | 4 | 0 | SCFH | S
U65 | SCH | 2296 | 1 | 6 | 0 | SCFH | D
U25 | SCH | 883 | 1 | 6 | 0 | SCFH | D
U16 R5 | SCH | 565 | 1 | 4 | 0 | SCFH | D
U40 R5 | SCH | 1412 | 1 | 6 | 0 | SCFH | D
U25 R5 | SCH | 883 | 1 | 6 | 0 | SCFH | D
U6 | SCH | 212 | 1 | 5 | 0 | SCMH | S
MDA40 | SCH | 40 | 1 | 6 | 0 | SCMH | D
MDA16 | SCH | 6 | 1 | 6 | 0 | SCMH | S
U40 | SCH | 1412 | 1 | 6 | 0 | SCFH | D
U100 | SCH | 3511 | 1 | 6 | 0 | SCFH | D
U6 | SCH | 212 | 1 | 5 | 0 | SCFH | Z
U16 | SCH | 565 | 1 | 5 | 0 | SCMH | Z
U6 | SCH | 565 | 1 | 4 | 0 | SCFH | Z
U6 | SCH | 212 | 1 | 4 | 0 | SCFH | L
D3 | SCH | 3500 | 0.01 | 8 | 0 | SCFH | Z
MDA16 | SCH | 565 | 1 | 6 | 0 | SCMH | S
G4SC | SCH | 212 | 1 | 5 | 0 | SCMH | S
U16 | SCH | 500 | 1 | 6 | 0 | SCFH | S
U6 R5 | SCH | 212 | 1 | 5 | 0 | SCMH | Z
U6 | SCH | 565 | 1 | 4 | 0 | SCFH | S
U65 R5 | SCH | 212 | 1 | 6 | 0 | SCFH | S
U16 | SCH | 565 | 1 | 5 | 0 | SCFH | D
U25 | SCH | 883 | 1 | 6 | 0 | SCFH | Z
U6 | SCH | 0 | 1 | 4 | 0 | SCFH | D
U40 R5 | SCH | 1412 | 1 | 6 | 0 | SCFH | Z
U6 R5 | SCH | 883 | 1 | 4 | 0 | SCFH | S
U16 | SCH | 565 | 1 | 4 | 0 | SCFH | D
U16 | SCH | 565 | 1 | 4 | 0 | SCFH | Z
U6 | SCH | 6 | 1 | 4 | 0 | SCFH | D
U6 R5 | SCH | 565 | 1 | 4 | 0 | SCFH | S
G4 | SCH | 6 | 1 | 4 | 0 | SCFH | S
U25 R5 | SCH | 212 | 1 | 6 | 0 | SCFH | S
U6 | SCH | 0 | 1 | 4 | 0 | SCFH | S
MDA16 | SCH | 16 | 1 | 6 | 0 | SCMH | Z
U25 | SCH | 2294 | 1 | 6 | 0 | SCFH | S
U6 | SCH | 883 | 1 | 4 | 0 | SCFH | S
G4 | SCH | 212 | 1 | 5 | 0 | SCMH | Z
SC6 | SCH | 6 | 1 | 4 | 0 | SCFH | S
G4 | SCH | 100 | 1 | 5 | 0 | SCMH | S
U6 R5 | SCH | 6 | 1 | 4 | 0 | SCFH | S
G4 | SCH | 565 | 1 | 5 | 0 | SCMH | S
U6 | SCH | 212 | 1 | 4 | 0 | SCFH | D
G4 | SCH | 212 | 1 | 5 | 0 | SCMH | S
U6 | SCH | 212 | 100 | 4 | 0 | SCFH | S
U6 | SCH | 212 | 100 | 4 | 0 | SCFH | S
U16 | SCH | 565 | 1 | 6 | 0 | SCFH | S
U6 R5 | SCH | 212 | 100 | 4 | 0 | SCFH | S
N/A | SCH | 6 | 1 | 5 | 0 | SCMH | Z
MDA160 | SCH | 160 | 1 | 7 | 0 | SCMH | D
G4SC | SCH | 6 | 1 | 5 | 0 | SCMH | Z
UNKNOWN | SCH | 6 | 1 | 5 | 0 | SCMH | Z
U6 | SCH | 212 | 1 | 5 | 0 | SCMH | Z
U6 R5 | SCH | 6 | 1 | 5 | 0 | SCMH | Z
102M12 | SCH | 212 | 1 | 4 | 0 | SCFH | Z
U6 R5 | SCH | 212 | 1 | 4 | 0 | SCFH | Z
102M12 | SCH | 6 | 1 | 5 | 0 | SCMH | Z
G4 | SCH | 6 | 1 | 5 | 0 | SCMH | Z
U6 | SCH | 212 | 1 | 4 | 0 | SCFH | Z
U6 | SCH | 6 | 1 | 5 | 0 | SCMH | Z
G400TZ100 | SCH | 23000 | 0.1 | 8 | 0 | SCFH | T
G4000TZ400 | SCH | 230000 | 1 | 8 | 0 | SCFH | T
G250TZ100 | SCH | 14000 | 0.1 | 8 | 0 | SCFH | T
G2500TZ300 | SCH | 140000 | 1 | 8 | 0 | SCFH | T
G160TZ100 | SCH | 8800 | 0.1 | 8 | 0 | SCFH | T
G1600TZ250 | SCH | 88000 | 1 | 8 | 0 | SCFH | T
MTA1000S | SCH | 1000 | 1 | 7 | 0 | SCMH | T
MRA400PR | SCH | 400 | 1 | 7 | 0 | SCMH | R
MRA400PD | SCH | 400 | 1 | 7 | 0 | SCMH | R
MRA300R | SCH | 300 | 1 | 7 | 0 | SCMH | R
MTA250Q | SCH | 250 | 1 | 7 | 0 | SCMH | T
G65 | SCH | 100 | 1 | 7 | 0 | SCMH | R
G25 | SCH | 40 | 1 | 6 | 0 | SCMH | R
SC6 | SCH | 6 | 1 | 5 | 0 | SCMH | S
MRA160PQ | SCH | 160 | 1 | 6 | 0 | SCMH | R
MRA160PC | SCH | 160 | 1 | 6 | 0 | SCMH | R
MRA100PP | SCH | 100 | 1 | 6 | 0 | SCMH | R
MRA100PB | SCH | 100 | 1 | 6 | 0 | SCMH | R
MRA2500PO | SCH | 2500 | 1 | 8 | 0 | SCMH | R
MRA2500PG | SCH | 2500 | 1 | 8 | 0 | SCMH | R
MRA1600PN | SCH | 1600 | 1 | 8 | 0 | SCMH | R
MRA1600PF | SCH | 1600 | 1 | 8 | 0 | SCMH | R
U16 R5 | SCH | 16 | 1 | 6 | 0 | SCMH | S
U65 | SCH | 65 | 1 | 6 | 0 | SCMH | S
U6 | SCH | 6 | 1 | 5 | 0 | SCMH | S
MDA160 | SCH | 160 | 1 | 7 | 0 | SCMH | S
MDA100 | SCH | 100 | 1 | 6 | 0 | SCMH | S
MDA65 | SCH | 65 | 1 | 6 | 0 | SCMH | S
MDA40 | SCH | 40 | 1 | 6 | 0 | SCMH | S
G4SC | SCH | 6 | 1 | 5 | 0 | SCMH | S
MDA160W | SCH | 160 | 1 | 7 | 0 | SCMH | S
MDA100W | SCH | 100 | 1 | 6 | 0 | SCMH | S
MDA65W | SCH | 65 | 1 | 6 | 0 | SCMH | S
MDA40W | SCH | 40 | 1 | 6 | 0 | SCMH | S
MDA25W | SCH | 25 | 1 | 6 | 0 | SCMH | S
MDA16W | SCH | 16 | 1 | 6 | 0 | SCMH | S
MDA16 | SCH | 16 | 1 | 6 | 0 | SCMH | S
MDA25 | SCH | 25 | 1 | 6 | 0 | SCMH | S
MTA1600FF | SCH | 1600 | 1 | 8 | 0 | SCMH | T
MTA2500FG | SCH | 2500 | 1 | 8 | 0 | SCMH | T
MTA4000FG | SCH | 4000 | 1 | 8 | 0 | SCMH | T
MTA4000FH | SCH | 4000 | 1 | 8 | 0 | SCMH | T
MTA6500FJ | SCH | 6500 | 1 | 8 | 0 | SCMH | T
MTA1000FE | SCH | 1000 | 1 | 7 | 0 | SCMH | T
MTA650FE | SCH | 650 | 1 | 7 | 0 | SCMH | T
MTA400FD | SCH | 400 | 1 | 7 | 0 | SCMH | T
MTA250FC | SCH | 250 | 1 | 7 | 0 | SCMH | T
MTA10000J | SCH | 10000 | 1 | 8 | 0 | SCMH | T
MTA6500J | SCH | 6500 | 1 | 8 | 0 | SCMH | T
MTA4000J | SCH | 4000 | 1 | 8 | 0 | SCMH | T
MTA6500H | SCH | 6500 | 1 | 8 | 0 | SCMH | T
MTA4000H | SCH | 4000 | 1 | 8 | 0 | SCMH | T
MTA2500H | SCH | 2500 | 1 | 8 | 0 | SCMH | T
MTA4000G | SCH | 4000 | 1 | 8 | 0 | SCMH | T
MTA2500G | SCH | 2500 | 1 | 8 | 0 | SCMH | T
MTA1600G | SCH | 1600 | 1 | 8 | 0 | SCMH | T
MTA2500F | SCH | 2500 | 1 | 8 | 0 | SCMH | T
MTA1600F | SCH | 1600 | 1 | 8 | 0 | SCMH | T
MTA1000F | SCH | 1000 | 1 | 8 | 0 | SCMH | T
MTA1600E | SCH | 1600 | 1 | 7 | 0 | SCMH | T
MTA1000E | SCH | 1000 | 1 | 7 | 0 | SCMH | T
MTA650E | SCH | 650 | 1 | 7 | 0 | SCMH | T
MTA400D | SCH | 400 | 1 | 7 | 0 | SCMH | T
MTA650D | SCH | 650 | 1 | 7 | 0 | SCMH | T
MTA250D | SCH | 250 | 1 | 7 | 0 | SCMH | T
MTA400C | SCH | 400 | 1 | 7 | 0 | SCMH | T
MTA250C | SCH | 250 | 1 | 7 | 0 | SCMH | T
MTA160C | SCH | 160 | 1 | 7 | 0 | SCMH | T
MRA1000E | SCH | 1000 | 1 | 7 | 0 | SCMH | R
MRA650E | SCH | 650 | 1 | 7 | 0 | SCMH | R
MRA250C | SCH | 250 | 1 | 8 | 0 | SCMH | R
MRA400D | SCH | 400 | 1 | 8 | 0 | SCMH | R
MRA300D | SCH | 300 | 1 | 8 | 0 | SCMH | R
MRA200C | SCH | 200 | 1 | 7 | 0 | SCMH | R
MRA160C | SCH | 160 | 1 | 7 | 0 | SCMH | R
MRA100B | SCH | 100 | 1 | 7 | 0 | SCMH | R
MRA65B | SCH | 65 | 1 | 7 | 0 | SCMH | R
MRA40A | SCH | 40 | 1 | 6 | 0 | SCMH | R
MRA25A | SCH | 25 | 1 | 6 | 0 | SCMH | R
G650TZ200 | SCH | 35000 | 1 | 8 | 0 | 0 | T
G1000TZ150 | SCH | 56000 | 0.1 | 8 | 0 | 0 | T
G1000TZ200 | SCH | 56000 | 1 | 8 | 0 | 0 | T
G650TZ150 | SCH | 35000 | 0.1 | 8 | 0 | 0 | T
G4 | SCH | 6 | 1 | 5 | 0 | 0 | S
TZ80G250 | SCH | 400 | 1 | 7 | 0 | 0 | T
D5 | SCH | 5650 | 0.01 | 9 | 0 | 0 | R
D5 | SCH | 5000 | 0.01 | 9 | 0 | 0 | R
D3 | SCH | 3532 | 0.01 | 9 | 0 | 0 | R
D3 | SCH | 3000 | 0.01 | 9 | 0 | 0 | R
D5 | SCH | 5000 | 0.01 | 8 | 0 | 0 | R
D5 | SCH | 5600 | 0.01 | 8 | 0 | 0 | R
D5 | SCH | 5651 | 0.01 | 8 | 0 | 0 | R
D3 | SCH | 3000 | 0.01 | 8 | 0 | 0 | R
D3 | SCH | 3500 | 0.01 | 8 | 0 | 0 | R
F230 | SCH | 230000 | 1 | 8 | 0 | 0 | T
SC6 | SCH | 212 | 1 | 4 | 0 | 0 | S
U6 R5 | SCH | 212 | 1 | 4 | 0 | 0 | S
U16 R5 | SCH | 565 | 1 | 4 | 0 | 0 | S
U16 | SCH | 565 | 1 | 4 | 0 | 0 | S
TZ100G400 | SCH | 650 | 1 | 7 | 0 | 0 | T
U25 R5 | SCH | 883 | 1 | 6 | 0 | 0 | S
U25 | SCH | 883 | 1 | 6 | 0 | 0 | S
U65 | SCH | 2296 | 1 | 6 | 0 | 0 | S
U40 R5 | SCH | 1412 | 1 | 6 | 0 | 0 | S
U40 | SCH | 1412 | 1 | 6 | 0 | 0 | S
U160 | SCH | 5650 | 1 | 6 | 0 | 0 | S
U160 R5 | SCH | 5650 | 1 | 6 | 0 | 0 | S
U100 R5 | SCH | 3511 | 1 | 6 | 0 | 0 | S
U65 R5 | SCH | 2296 | 1 | 6 | 0 | 0 | S
F140 | SCH | 140000 | 0.1 | 8 | 0 | 0 | T
F88 | SCH | 88000 | 0.1 | 8 | 0 | 0 | T
F56 | SCH | 56000 | 0.1 | 8 | 0 | 0 | T
F35 | SCH | 35320 | 0.1 | 8 | 0 | 0 | T
F23 | SCH | 23000 | 0.1 | 8 | 0 | 0 | T
F14 | SCH | 14128 | 0.1 | 8 | 0 | 0 | T
F8.8 | SCH | 8830 | 0.01 | 8 | 0 | 0 | T
D11 | SCH | 11000 | 0.1 | 9 | 0 | 0 | R
D9 | SCH | 9000 | 0.1 | 9 | 0 | 0 | R
D7 | SCH | 7000 | 0.01 | 9 | 0 | 0 | R
D1.5 | SCH | 1500 | 0.01 | 8 | 0 | 0 | R
D0.8 | SCH | 800 | 0.01 | 8 | 0 | 0 | R
D35 | SCH | 35000 | 0.1 | 8 | 0 | 0 | R
D14 | SCH | 14000 | 0.1 | 8 | 0 | 0 | R
D11 | SCH | 11000 | 0.1 | 8 | 0 | 0 | R
D9 | SCH | 9000 | 0.01 | 8 | 0 | 0 | R
D7 | SCH | 7000 | 0.01 | 8 | 0 | 0 | R
D3 | SCH | 3530 | 0.01 | 8 | 0 | 0 | R
D23 | SCH | 23000 | 0.1 | 8 | 0 | 0 | R
U100 | SCH | 3511 | 1 | 6 | 0 | 0 | S
D88 | SCH | 88000 | 1 | 8 | 0 | 0 | R
D16 | SCH | 16000 | 0.1 | 9 | 0 | 0 | R
E6 | SCH | 6 | 1 | 5 | 0 | SCMH | U
U6 | SCH | 212 | 1 | 4 | 0 | SCFH | S
E6 | SIE | 6 | 1 | 5 | 1 | SCMH | S
X6 | SIE | 6 | 1 | 4 | 0 | SCFH | U
SC6 | SIE | 6 | 1 | 4 | 0 | SCMH | U
SC6 | SIE | 212 | 1 | 4 | 0 | SCFH | U
U6 | SIE | 6 | 1 | 4 | 0 | SCFH | S
E6 | SIE | 6 | 1 | 7 | 0 | SCMH | S
X6 | SIE | 6 | 1 | 4 | 0 | SCMH | U
G4 | SIE | 212 | 1 | 5 | 0 | SCMH | S
U6 | SIE | 212 | 1 | 4 | 0 | SCFH | L
E6 | SIE | 212 | 1 | 5 | 0 | SCFH | U
E6 | SIE | 6 | 1 | 5 | 1 | SCMH | U
U16 | SIE | 6 | 1 | 6 | 0 | SCMH | S
SC6 | SIE | 212 | 1 | 4 | 0 | SCFH | S
U6 | SIE | 6 | 1 | 6 | 0 | SCMH | S
U6 | SIE | 212 | 1 | 5 | 0 | SCFH | S
U6 | SIE | 212 | 1 | 4 | 0 | SCFH | D
E6X | SIE | 6 | 1 | 5 | 0 | SCMH | S
ETX6 | SIE | 0 | 1 | 5 | 0 | SCMH | S
U16 R5 | SIE | 565 | 1 | 4 | 0 | SCFH | S
ETGW | SIE | 212 | 1 | 4 | 0 | SCFH | S
X6 | SIE | 212 | 1 | 4 | 0 | SCFH | S
E6 | SIE | 6 | 1 | 6 | 0 | SCMH | S
METUG | SIE | 1 | 1 | 5 | 0 | SCMH | S
ETX6 | SIE | 6 | 1 | 5 | 0 | SCMH | L
U6 R5 | SIE | 6 | 1 | 5 | 0 | SCMH | S
METUG | SIE | 0 | 1 | 4 | 0 | SCMH | S
METGW | SIE | 0 | 1 | 5 | 0 | SCMH | U
SC6 | SIE | 0 | 1 | 5 | 0 | SCMH | U
X6 | SIE | 0 | 1 | 5 | 0 | SCMH | S
U25 | SIE | 883 | 1 | 6 | 0 | SCMH | S
E6VLG310 | SIE | 6 | 1 | 5 | 0 | SCMH | S
ETX6 | SIE | 6 | 1 | 4 | 0 | SCMH | T
E6 | SIE | 6 | 10 | 5 | 0 | SCFH | S
X6 | SIE | 0 | 1 | 4 | 0 | SCFH | S
E6 | SIE | 1 | 1 | 5 | 0 | SCMH | D
X6 | SIE | 75 | 1 | 5 | 0 | SCMH | Z
ETX6 | SIE | 212 | 1 | 5 | 0 | SCFH | S
G4 | SIE | 6 | 1 | 6 | 0 | SCMH | S
ETX6 | SIE | 6 | 100 | 5 | 0 | SCMH | U
U65 | SIE | 6 | 1 | 5 | 0 | SCMH | S
ETX6 | SIE | 1 | 1 | 4 | 0 | SCFH | S
SC6 | SIE | 6 | 1 | 4 | 0 | SCFH | U
E6VLG310P | SIE | 6 | 1 | 5 | 0 | SCMH | S
U40 | SIE | 1412 | 0.1 | 6 | 0 | SCFH | S
SC6 | SIE | 212 | 100 | 4 | 0 | SCFH | S
ETX6 | SIE | 6 | 1 | 5 | 0 | SCMH | R
SC6 | SIE | 6 | 1 | 5 | 0 | SCMH | R
METUG | SIE | 6 | 1 | 4 | 0 | SCMH | S
E6 | SIE | 212 | 1 | 6 | 0 | SCFH | S
X6 | SIE | 6 | 1 | 6 | 0 | SCMH | U
METLG210 | SIE | 0 | 1 | 5 | 0 | SCMH | U
U6 | SIE | 6 | 1 | 4 | 0 | SCFH | U
E6VLG310 | SIE | 6 | 1 | 5 | 0 | SCMH | U
ETX6 | SIE | 212 | 1 | 5 | 0 | SCFH | U
ETUG | SIE | 6 | 1 | 4 | 0 | SCFH | S
E6VLG310P | SIE | 6 | 1 | 5 | 0 | SCMH | U
ETX6 | SIE | 6 | 1 | 6 | 0 | SCMH | S
ETX6 | SIE | 565 | 1 | 5 | 0 | SCMH | U
E6 | SIE | 6 | 1 | 5 | 0.1 | SCMH | U
G4SC | SIE | 6 | 1 | 5 | 0 | SCMH | U
E6 | SIE | 75 | 1 | 5 | 0 | SCMH | S
ETX6 | SIE | 5 | 1 | 5 | 0 | SCMH | U
U40 | SIE | 6 | 1 | 5 | 0 | SCMH | S
X6 | SIE | 6 | 1 | 5 | 0 | SCMH | D
ETX6 | SIE | 6 | 1 | 5 | 0 | SCFH | S
G4 | SIE | 212 | 1 | 4 | 0 | SCFH | S
ETGW | SIE | 6 | 1 | 5 | 0 | SCMH | U
SC6 | SIE | 16 | 1 | 5 | 0 | SCMH | S
ETX6 | SIE | 212 | 1 | 5 | 0 | SCMH | L
ETUG | SIE | 212 | 1 | 4 | 0 | SCFH | S
E6 | SIE | 212 | 1 | 4 | 0 | SCFH | U
ETX6 | SIE | 1 | 1 | 5 | 0 | SCMH | U
G4SC | SIE | 6 | 1 | 5 | 0 | SCMH | S
SC6 | SIE | 0 | 1 | 5 | 0 | SCMH | Z
METUG | SIE | 0 | 1 | 4 | 0 | SCFH | Z
METLG210 | SIE | 6 | 1 | 5 | 0 | SCMH | S
Libra200 | SIE | 6 | 1 | 5 | 0 | SCMH | U
ETX6 | SIE | 212 | 1 | 4 | 0 | SCFH | S
ETUG | SIE | 6 | 1 | 5 | 0 | SCMH | S
ETX6 | SIE | 6 | 1 | 5 | 0 | SCMH | T
ETX6 | SIE | 6 | 1 | 5 | 0 | SCFH | U
G4 | SIE | 6 | 1 | 5 | 0 | SCMH | U
U6 R5 | SIE | 212 | 1 | 4 | 0 | SCFH | S
ETUG | SIE | 6 | 1 | 5 | 0 | SCMH | U
ETX6 | SIE | 6 | 1 | 4 | 0 | SCFH | S
U6 | SIE | 6 | 1 | 5 | 0 | SCMH | U
U6 | SIE | 6 | 1 | 5 | 0 | SCMH | D
X6 | SIE | 212 | 1 | 5 | 0 | SCMH | S
Libra200 | SIE | 6 | 1 | 5 | 0 | SCMH | S
METGW | SIE | 6 | 1 | 5 | 0 | SCMH | U
METGW | SIE | 0 | 1 | 5 | 0 | SCMH | Z
ETX6 | SIE | 6 | 1 | 4 | 0 | SCFH | U
METLG210 | SIE | 6 | 1 | 5 | 0 | SCMH | U
METUG | SIE | 212 | 1 | 5 | 0 | SCFH | S
METUG | SIE | 6 | 1 | 5 | 0 | SCMH | U
E6 | SIE | 0 | 100 | 5 | 0 | SCFH | S
X6 | SIE | 6 | 1 | 5 | 0 | SCMH | S
G4 | SIE | 0 | 1 | 5 | 0 | SCMH | U
ETX6 | SIE | 212 | 1 | 4 | 0 | SCFH | U
ETX6 | SIE | 1.0226 | 1 | 5 | 0 | SCMH | U
E6 | SIE | 0 | 1 | 5 | 1 | SCMH | U
E6 | SIE | 200 | 1 | 5 | 0 | SCFH | S
ETX6 | SIE | 6 | 1 | 4 | 0 | SCMH | U
E6 | SIE | 6 | 1 | 5 | 0 | SCFH | U
METUG | SIE | 212 | 1 | 4 | 0 | SCFH | S
G4 | SIE | 0 | 1 | 5 | 0 | SCMH | S
E6 | SIE | 75 | 1 | 5 | 0 | SCMH | U
E6 | SIE | 6 | 1 | 6 | 0 | SCMH | U
E6 | SIE | 0 | 1 | 5 | 0 | SCMH | S
METGW | SIE | 0 | 1 | 5 | 0 | SCMH | S
U6 | SIE | 200 | 1 | 4 | 0 | SCFH | S
E6 | SIE | 6 | 1 | 4 | 0 | SCMH | S
METUG | SIE | 0 | 1 | 5 | 0 | SCMH | S
SC6 | SIE | 6 | 1 | 5 | 0 | SCMH | S
U6 | SIE | 6 | 1 | 5 | 0 | SCMH | S
E6 | SIE | 600 | 1 | 5 | 0 | SCFH | S
E6 | SIE | 6 | 1 | 4 | 0 | SCFH | U
E6 | SIE | 212 | 1 | 5 | 0 | SCMH | Z
G4 | SIE | 6 | 1 | 5 | 0 | SCMH | S
METUG | SIE | 0 | 1 | 5 | 0 | SCMH | Z
E6 | SIE | 6 | 1 | 5 | 0 | SCMH | T
ETX6 | SIE | 0 | 1 | 5 | 0 | SCMH | Z
ETX6 | SIE | 6 | 1 | 5 | 1 | SCMH | U
E6 | SIE | 6 | 0.01 | 5 | 0 | SCMH | U
ETX6 | SIE | 6 | 1 | 5 | 0 | SCMH | D
E6 | SIE | 250 | 1 | 5 | 0 | SCMH | U
ETX6 | SIE | 650 | 1 | 5 | 0 | SCMH | U
METUG | SIE | 6 | 1 | 5 | 0 | SCFH | S
E6 | SIE | 883 | 1 | 5 | 0 | SCMH | U
G4 | SIE | 6 | 1 | 5 | 0 | SCMH | Z
E6 | SIE | 565 | 1 | 5 | 0 | SCMH | U
E6 | SIE | 1 | 1 | 5 | 0 | SCMH | U
ETX6 | SIE | 0 | 1 | 5 | 0 | SCMH | U
E6 | SIE | 6 | 0.01 | 5 | 0 | SCMH | Z
ETX6 | SIE | 212 | 1 | 5 | 0 | SCMH | D
U6 | SIE | 212 | 1 | 4 | 0 | SCFH | S
ETX6 | SIE | 212 | 1 | 5 | 0 | SCMH | S
E6 | SIE | 6 | 1 | 5 | 0 | SCMH | D
E6 | SIE | 0 | 1 | 5 | 0 | SCMH | Z
ETUG | SIE | 6 | 1 | 5 | 0 | SCMH | Z
E6 | SIE | 212 | 1 | 5 | 0 | SCMH | S
X6 | SIE | 6 | 1 | 5 | 0 | SCMH | Z
E6 | SIE | 0 | 1 | 5 | 0 | SCFH | S
METUG | SIE | 212 | 1 | 5 | 0 | SCMH | Z
ETX6 | SIE | 212 | 1 | 5 | 0 | SCMH | U
METUG | SIE | 6 | 1 | 4 | 0 | SCFH | S
ETX6 | SIE | 6 | 1 | 5 | 0 | SCMH | S
METUG | SIE | 212 | 1 | 5 | 0 | SCMH | S
E6 | SIE | 0 | 1 | 4 | 0 | SCFH | S
METGW | SIE | 6 | 1 | 5 | 0 | SCMH | S
ETX6 | SIE | 212 | 1 | 5 | 0 | SCMH | Z
SC6 | SIE | 212 | 1 | 5 | 0 | SCMH | U
E6 | SIE | 6 | 1 | 5 | 0 | SCFH | S
X6 | SIE | 6 | 0.01 | 5 | 0 | SCMH | U
E6 | SIE | 212 | 1 | 5 | 0 | SCFH | S
METUG | SIE | 6 | 1 | 5 | 0 | SCMH | Z
E6 | SIE | 212 | 1 | 4 | 0 | SCFH | S
E6 | SIE | 6 | 1 | 4 | 0 | SCMH | U
E6 | SIE | 6 | 1 | 4 | 0 | SCFH | S
E6 | SIE | 212 | 1 | 5 | 0 | SCMH | U
E6 | SIE | 6 | 1 | 5 | 0 | SCMH | S
E6 | SIE | 0 | 1 | 5 | 0 | SCMH | U
ETX6 | SIE | 6 | 1 | 5 | 0 | SCMH | Z
METUG | SIE | 212 | 1 | 5 | 0 | SCMH | D
E6 | SIE | 75 | 1 | 5 | 0 | SCMH | Z
E6 | SIE | 6 | 1 | 5 | 0 | SCMH | Z
U6 | SIE | 6 | 1 | 5 | 0 | SCMH | Z
E6X | SIE | 6 | 1 | 5 | 0 | SCMH | U
METUG | SIE | 6 | 1 | 5 | 0 | SCMH | S
ETX6 | SIE | 6 | 1 | 5 | 0 | 0 | U
X6 | SIE | 6 | 1 | 5 | 0 | 0 | U
SC6 | SIE | 6 | 1 | 5 | 0 | 0 | U
E6 | SIE | 6 | 1 | 5 | 0 | SCMH | U
400T/C | TB | 400 | 1 | 4 | 0 | 0 | L
200T/C | TB | 200 | 1 | 4 | 0 | 0 | L
100T/C | TB | 100 | 1 | 4 | 0 | 0 | L
U65 | UGI | 65 | 1 | 6 | 1 | SCMH | S
U6 | UGI | 65 | 1 | 6 | 0 | SCMH | S
U25 R5 | UGI | 883 | 0.1 | 6 | 0 | SCFH | S
1800T/C | UGI | 1800 | 1 | 5 | 0 | SCMH | L
G25 | UGI | 40 | 1 | 5 | 0 | SCMH | S
1200T/C | UGI | 1200 | 1 | 5 | 0 | SCFH | Z
U65 R5 | UGI | 212 | 1 | 6 | 0 | SCFH | D
200T/C | UGI | 200 | 1 | 5 | 0 | SCFH | L
3000T/C | UGI | 3000 | 1 | 5 | 0 | SCFH | S
U100 | UGI | 565 | 1 | 6 | 0 | SCFH | S
U6 R5 | UGI | 883 | 1 | 5 | 0 | SCMH | S
U6 | UGI | 212 | 1 | 4 | 0.01 | SCFH | S
U65 | UGI | 65 | 1 | 6 | 0 | SCMH | R
SC6 | UGI | 6 | 1 | 5 | 0 | SCMH | D
U6 R5 | UGI | 212 | 1 | 6 | 0 | SCFH | D
U6 | UGI | 212 | 1 | 4 | 1 | SCFH | D
200T/C | UGI | 200 | 1 | 4 | 0 | SCFH | S
U25 | UGI | 883 | 1 | 6 | 0.01 | SCFH | S
RG2000 | UGI | 2000 | 0.01 | 8 | 0 | SCFH | S
U65 | UGI | 1412 | 0.1 | 6 | 0 | SCFH | S
U6 | UGI | 212 | 212 | 4 | 0 | SCFH | S
U16 | UGI | 565 | 1 | 4 | 0.1 | SCFH | S
RG100 | UGI | 565 | 0.01 | 8 | 0 | SCFH | R
U6 | UGI | 565 | 1 | 6 | 0 | SCFH | S
U6 | UGI | 212 | 1 | 4 | 0.1 | SCFH | S
U25 R5 | UGI | 883 | 1 | 6 | 0.1 | SCFH | S
G4 | UGI | 6 | 1 | 4 | 0 | SCMH | S
U25 | UGI | 16 | 1 | 6 | 0 | SCFH | S
MDU16W | UGI | 16 | 1 | 6 | 0.1 | SCMH | S
G10 | UGI | 6 | 1 | 6 | 0 | SCMH | S
MDA16 | UGI | 565 | 1 | 6 | 0 | SCMH | S
SC6 | UGI | 6 | 1 | 5 | 0 | SCMH | Z
U40 R5 | UGI | 1993 | 1 | 6 | 0 | SCFH | S
U65 R5 | UGI | 212 | 1 | 4 | 0 | SCFH | S
U6 R5 | UGI | 883 | 1 | 6 | 0 | SCFH | S
U6 | UGI | 212 | 1 | 4 | 1 | SCFH | T
U6 R5 | UGI | 212 | 1 | 4 | 0.1 | SCFH | S
UNKNOWN | UGI | 700 | 1 | 4 | 0 | SCFH | S
U6 R5 | UGI | 212 | 1 | 4 | 1 | SCFH | S
MDA40 | UGI | 40 | 1 | 6 | 0 | SCMH | S
U6 R5 | UGI | 212 | 1 | 4 | 0 | SCFH | U
ETGW | UGI | 212 | 1 | 4 | 0 | SCFH | S
U40 R5 | UGI | 1412 | 1 | 6 | 0.1 | SCFH | S
U6 | UGI | 212.02 | 1 | 4 | 0 | SCFH | S
U6 | UGI | 4 | 1 | 4 | 0 | SCFH | U
U16 R5 | UGI | 16 | 1 | 4 | 0 | SCFH | S
U6 | UGI | 212 | 2.83 | 4 | 0 | SCFH | S
U16 | UGI | 6 | 1 | 5 | 0 | SCFH | Z
U16 | UGI | 160 | 1 | 6 | 0 | SCMH | S
RG400 | UGI | 23000 | 1 | 8 | 0 | SCMH | R
U6 | UGI | 212 | 1 | 5 | 0 | SCFH | L
U6 | UGI | 1 | 1 | 5 | 0 | SCMH | S
Libra200 | UGI | 6 | 1 | 5 | 0 | SCMH | U
U16 R5 | UGI | 1412 | 1 | 6 | 0 | SCFH | S
Libra200 | UGI | 6 | 1 | 5 | 0 | SCMH | S
U6 | UGI | 6 | 1 | 5 | 1 | SCMH | S
RG650 | UGI | 36000 | 0.1 | 8 | 0 | SCFH | S
U16 R5 | UGI | 6 | 1 | 5 | 0 | SCMH | S
U40 R5 | UGI | 1995 | 1 | 6 | 0 | SCFH | S
U160 | UGI | 565 | 1 | 6 | 0 | SCFH | S
RG400 | UGI | 23000 | 0.1 | 7 | 0 | SCFH | R
U40 | UGI | 412 | 1 | 6 | 0 | SCMH | S
U16 | UGI | 16 | 1 | 6 | 0.1 | SCMH | S
U65 | UGI | 2296 | 1 | 8 | 0 | SCMH | S
RG400 | UGI | 23000 | 0.1 | 8 | 0 | SCMH | R
U160 R5 | UGI | 565 | 1 | 6 | 0 | SCFH | D
U40 R5 | UGI | 1412 | 0.1 | 6 | 0 | SCFH | S
U160 | UGI | 565 | 100 | 6 | 0 | SCFH | S
U6 R5 | UGI | 16 | 1 | 4 | 0 | SCFH | D
U16 | UGI | 565 | 1 | 5 | 0 | SCFH | T
U25 R5 | UGI | 565 | 1 | 6 | 0 | SCFH | D
RG250 | UGI | 14100 | 0.1 | 7 | 0 | SCFH | R
U6 | UGI | 212 | 1 | 6 | 0 | SCFH | T
MDA25 | UGI | 883 | 1 | 6 | 0 | SCMH | S
U16 R5 | UGI | 212 | 1 | 6 | 0 | SCFH | D
U6 R5 | UGI | 565 | 1 | 6 | 0 | SCFH | D
U6 R5 | UGI | 25 | 1 | 4 | 0 | SCFH | S
U65 R5 | UGI | 2269 | 1 | 6 | 0 | SCFH | S
U6 | UGI | 212 | 1 | 4 | 1 | SCFH | S
U40 R5 | UGI | 1413 | 1 | 6 | 0 | SCFH | S
U6 | UGI | 212 | 0.1 | 5 | 0 | SCFH | S
U6 | UGI | 512 | 1 | 6 | 0 | SCMH | D
U6 R5 | UGI | 21 | 1 | 4 | 0 | SCFH | S
BK G40 | UGI | 36000 | 0.1 | 8 | 0 | SCFH | R
U16 | UGI | 565 | 0.1 | 4 | 0 | SCFH | S
U25 R5 | UGI | 883 | 0.01 | 6 | 0 | SCFH | S
U16 R5 | UGI | 565 | 10 | 4 | 0 | SCFH | S
U160 R5 | UGI | 399 | 1 | 6 | 0 | SCFH | S
U16 | UGI | 6 | 1 | 4 | 0 | SCMH | Z
ETUG | UGI | 212 | 1 | 4 | 0 | SCFH | U
U6 | UGI | 0 | 0.01 | 4 | 0 | SCFH | S
U6 | UGI | 6 | 1 | 4 | 0 | SCMH | Z
U6 | UGI | 0 | 1 | 5 | 0 | SCMH | U
U6 | UGI | 0 | 0.1 | 4 | 0 | SCFH | S
U16 R5 | UGI | 883 | 1 | 5 | 0 | SCFH | S
U6 R5 | UGI | 2 | 1 | 4 | 0 | SCFH | S
U6 | UGI | 121 | 1 | 4 | 0 | SCMH | S
U40 | UGI | 412 | 1 | 6 | 0 | SCFH | S
U16 R5 | UGI | 565 | 100 | 4 | 0 | SCFH | S
U6 R5 | UGI | 6 | 1 | 4 | 0 | SCFH | Z
9000T/C | UGI | 9000 | 1 | 6 | 0 | SCMH | L
U6 | UGI | 212 | 1 | 6 | 0 | SCMH | D
G4 | UGI | 0 | 1 | 5 | 0 | SCMH | L
U6 R5 | UGI | 121 | 1 | 4 | 0 | SCFH | S
U6 R5 | UGI | 6 | 1 | 4 | 0 | SCMH | Z
U16 | UGI | 0 | 1 | 4 | 100 | SCFH | Z
U16 | UGI | 16 | 1 | 4 | 0 | SCMH | D
U6 R5 | UGI | 883 | 0.1 | 6 | 0 | SCFH | T
U25 | UGI | 353 | 1 | 6 | 0 | SCFH | L
U16 | UGI | 1412 | 1 | 4 | 0 | SCFH | S
RG1000 | UGI | 565 | 0.1 | 8 | 0 | SCFH | R
U40 | UGI | 565 | 1 | 6 | 0 | SCFH | D
U16 R5 | UGI | 212 | 1 | 4 | 0 | SCFH | Z
U6 | UGI | 863 | 0.1 | 6 | 0 | SCFH | S
U65 R5 | UGI | 6 | 1 | 5 | 0 | SCMH | S
METGW | UGI | 6 | 1 | 5 | 0 | SCMH | U
U100 | UGI | 3530 | 1 | 6 | 0.1 | SCFH | S
U100 | UGI | 100 | 1 | 6 | 0 | SCMH | Z
U6 | UGI | 212 | 1 | 4 | 1 | SCFH | Z
U6 R5 | UGI | 212 | 100 | 4 | 0 | SCMH | S
U6 | UGI | 6 | 1 | 5 | 0 | SCMH | L
U6 R5 | UGI | 565 | 10 | 4 | 0 | SCFH | S
U40 | UGI | 2009 | 1 | 6 | 0 | SCMH | S
MTA650TE | UGI | 6 | 1 | 5 | 0 | SCMH | S
U6 R5 | UGI | 6 | 1 | 6 | 0 | SCMH | S
U6 R5 | UGI | 0 | 1 | 6 | 0 | SCFH | S
U40 R5 | UGI | 6 | 0.01 | 6 | 0 | SCFH | S
U25 R5 | UGI | 0 | 1 | 6 | 0 | SCFH | S
U6 | UGI | 565 | 1 | 6 | 0 | SCFH | D
U40 R5 | UGI | 1412 | 10 | 6 | 0 | SCFH | S
U16 | UGI | 700 | 1 | 4 | 0 | SCFH | S
RG1000 | UGI | 565 | 1 | 8 | 0 | SCFH | R
400T/C | UGI | 6 | 1 | 5 | 0 | SCMH | S
MDA16 | UGI | 16 | 1 | 6 | 0 | SCFH | S
U6 R5 | UGI | 212 | 0.1 | 6 | 0 | SCFH | S
U65 R5 | UGI | 6 | 0.01 | 4 | 0 | SCFH | S
RG250 | UGI | 14100 | 10 | 8 | 0 | SCMH | R
U16 | UGI | 565 | 1 | 5 | 0.1 | SCFH | S
U40 R5 | UGI | 16 | 1 | 6 | 0 | SCMH | S
U25 R5 | UGI | 16 | 1 | 6 | 0 | SCMH | S
U25 | UGI | 882 | 1 | 6 | 0 | SCFH | S
U16 | UGI | 16 | 1 | 6 | 0 | SCFH | D
U65 | UGI | 6 | 1 | 6 | 0 | SCMH | S
U6 R5 | UGI | 6 | 1 | 4 | 0 | SCFH | D
U40 R5 | UGI | 212 | 1 | 4 | 0 | SCFH | S
U100 | UGI | 3530 | 100 | 6 | 0 | SCFH | S
U100 R5 | UGI | 353 | 1 | 6 | 0 | SCFH | S
U40 R5 | UGI | 565 | 1 | 6 | 0 | SCFH | D
U6 | UGI | 6 | 1 | 5 | 0.01 | SCMH | S
U6 R5 | UGI | 550 | 1 | 4 | 0 | SCFH | D
U25 | UGI | 25 | 1 | 6 | 0 | SCMH | L
U25 R5 | UGI | 883 | 1 | 6 | 0 | SCFH | T
U6 | UGI | 800 | 1 | 4 | 0 | SCFH | S
U6 | UGI | 100 | 1 | 4 | 0 | SCFH | L
U6 | UGI | 1500 | 1 | 4 | 0 | SCFH | S
U6 | UGI | 9000 | 1 | 4 | 0 | SCFH | S
E6VLG310P | UGI | 212 | 1 | 5 | 0 | SCMH | U
METUG | UGI | 6 | 1 | 5 | 0 | SCMH | U
U6 | UGI | 16 | 1 | 6 | 0 | SCMH | S
U6 | UGI | 1 | 1 | 4 | 0 | SCMH | S
U100 | UGI | 5650 | 1 | 6 | 0 | SCFH | S
U65 R5 | UGI | 2288 | 1 | 6 | 0 | SCFH | S
U6 | UGI | 212 | 0.1 | 6 | 0 | SCFH | S
RG400 | UGI | 23000 | 1 | 7 | 0 | SCFH | D
U6 | UGI | 22344 | 1 | 5 | 0 | SCMH | S
METGW | UGI | 6 | 1 | 5 | 0 | SCMH | S
U16 R5 | UGI | 535 | 1 | 4 | 0 | SCFH | S
U16 R5 | UGI | 212 | 1 | 5 | 0 | SCMH | S
U6 | UGI | 112 | 1 | 4 | 0 | SCFH | S
U6 | UGI | 16 | 1 | 6 | 0 | SCMH | D
E6VLG310 | UGI | 6 | 1 | 5 | 0 | SCMH | U
E6VLG310 | UGI | 6 | 1 | 5 | 0 | SCMH | S
X6 | UGI | 6 | 1 | 5 | 0 | SCMH | U
MDU100W | UGI | 65 | 1 | 4 | 0 | SCMH | S
RG65 | UGI | 3600 | 1 | 7 | 0 | SCFH | R
X6 | UGI | 6 | 1 | 5 | 0 | SCMH | D
100T/C | UGI | 212 | 1 | 4 | 0 | SCFH | S
U6 R5 | UGI | 212 | 10 | 4 | 0 | SCFH | S
U6 | UGI | 40 | 1 | 6 | 0 | SCFH | S
U6 | UGI | 65 | 1 | 5 | 0 | SCFH | S
U6 | UGI | 6 | 1 | 6 | 0 | SCFH | D
G4 | UGI | 6 | 1 | 6 | 0 | SCMH | S
RG160 | UGI | 8000 | 0.01 | 8 | 0 | SCFH | R
U16 R5 | UGI | 212 | 0.01 | 4 | 0 | SCFH | S
X6 | UGI | 6 | 1 | 4 | 0 | SCMH | U
U6 | UGI | 1200 | 1 | 6 | 0 | SCFH | S
U6 | UGI | 700 | 1 | 4 | 0 | SCFH | Z
U160 R5 | UGI | 5650 | 1 | 4 | 0 | SCFH | S
U6 | UGI | 1600 | 1 | 8 | 0 | SCMH | S
U65 | UGI | 2296 | 1 | 6 | 1 | SCFH | S
E6VG370 | UGI | 6 | 1 | 5 | 0 | SCMH | U
ETX6 | UGI | 6 | 1 | 5 | 0 | SCMH | S
U6 | UGI | 6 | 1 | 5 | 0 | SCMH | R
G4 | UGI | 212 | 1 | 4 | 0 | SCFH | L
U6 R5 | UGI | 565 | 0.01 | 6 | 0 | SCFH | S
MDK100 | UGI | 100 | 1 | 6 | 0 | SCMH | S
U6 R5 | UGI | 6 | 1 | 4 | 0 | SCMH | S
E6 | UGI | 212 | 1 | 5 | 0 | SCMH | S
U40 | UGI | 1412 | 100 | 6 | 0 | SCMH | S
RG400 | UGI | 23000 | 0.01 | 8 | 0 | SCFH | R
3000T/C | UGI | 3530 | 1 | 5 | 0 | SCFH | L
U16 R5 | UGI | 565 | 1 | 4 | 1 | SCFH | S
MTA650E | UGI | 6 | 1 | 5 | 0 | SCMH | S
U6 R5 | UGI | 6 | 0.01 | 6 | 0 | SCFH | S
U6 | UGI | 6 | 1 | 6 | 0 | SCMH | U
RG1000 | UGI | 565 | 1 | 7 | 0 | SCFH | R
RG250 | UGI | 100 | 0.1 | 8 | 0 | SCFH | S
MDK16 | UGI | 16 | 1 | 5 | 0 | SCMH | S
BK G10 | UGI | 212 | 1 | 6 | 0 | SCMH | S
U6 | UGI | 2296 | 1 | 6 | 0 | SCFH | D
MDK65 | UGI | 2296 | 1 | 6 | 0 | SCMH | S
RG250 | UGI | 565 | 0.01 | 8 | 0 | SCFH | R
U160 | UGI | 5650 | 0.01 | 8 | 0 | SCFH | L
23M125 | UGI | 23000 | 0.01 | 8 | 0 | SCFH | R
U25 R5 | UGI | 880 | 1 | 6 | 0 | SCFH | S
U160 | UGI | 1400 | 1 | 6 | 0 | SCFH | S
U65 | UGI | 7000 | 1 | 6 | 0 | SCFH | S
U65 R5 | UGI | 6 | 1 | 6 | 0 | SCFH | S
MDK16 | UGI | 565 | 1 | 6 | 0 | SCMH | S
ETX6 | UGI | 212 | 1 | 5 | 0 | SCMH | U
U6 R5 | UGI | 212 | 0.01 | 4 | 0 | SCFH | S
U16 R5 | UGI | 563.2 | 1 | 4 | 0 | SCFH | S
METGW | UGI | 212 | 1 | 5 | 0 | SCMH | S
U6 | UGI | 6 | 1 | 5 | 0 | SCFH | U
ETX6 | UGI | 6 | 1 | 5 | 0 | SCMH | U
350T/C | UGI | 212 | 1 | 4 | 0 | SCFH | L
U16 | UGI | 563.2 | 1 | 4 | 0 | SCFH | L
MDK16 | UGI | 212 | 1 | 6 | 0 | SCMH | S
BK-G4 | UGI | 212 | 1 | 5 | 0 | SCMH | S
U6 R5 | UGI | 1200 | 1 | 4 | 0 | SCFH | S
G4 | UGI | 1412 | 1 | 6 | 0 | SCFH | S
RG160 | UGI | 8800 | 0.01 | 8 | 0.1 | SCFH | R
RG65 | UGI | 3600 | 1 | 4 | 0 | SCFH | S
METLG210 | UGI | 212 | 1 | 5 | 0 | SCMH | U
U100 R5 | UGI | 0 | 1 | 6 | 0 | SCFH | Z
G4SC | UGI | 212 | 1 | 5 | 0 | SCMH | S
G4 | UGI | 212 | 1 | 4 | 0 | SCFH | Z
U6 R5 | UGI | 0 | 1 | 5 | 0 | SCMH | S
RG250 | UGI | 5650 | 0.1 | 8 | 0 | SCFH | R
U16 R5 | UGI | 212 | 1 | 4 | 1 | SCFH | S
U160 | UGI | 16 | 1 | 6 | 0 | SCFH | L
U160 R5 | UGI | 5650 | 1 | 7 | 0 | SCMH | Z
U6 R5 | UGI | 16 | 1 | 5 | 0 | SCMH | Z
U16 R5 | UGI | 565 | 1 | 4 | 0.1 | SCFH | S
U6 | UGI | 212 | 1 | 5 | 0 | SCMH | U
U25 | UGI | 880 | 1 | 6 | 0 | SCFH | S
MDA100 | UGI | 3530 | 1 | 6 | 0 | SCMH | D
3000T/C | UGI | 3000 | 1 | 5 | 0 | SCMH | L
SC6 | UGI | 212 | 1 | 4 | 0 | SCFH | S
G4 | UGI | 75 | 1 | 5 | 0 | SCMH | S
U16 R5 | UGI | 16 | 1 | 4 | 0 | SCFH | D
RG650 | UGI | 5650 | 0.1 | 8 | 0 | SCFH | R
U6 | UGI | 2 | 1 | 4 | 0 | SCFH | S
12000T/C | UGI | 12000 | 1 | 6 | 0 | SCFH | L
MDU25W | UGI | 25 | 1 | 6 | 0.1 | SCMH | S
U6 | UGI | 40 | 1 | 5 | 0 | SCMH | Z
U6 | UGI | 1 | 1 | 6 | 0 | SCFH | S
U160 | UGI | 0 | 1 | 6 | 100 | SCFH | S
U16 | UGI | 220 | 1 | 4 | 0 | SCFH | S
UNKNOWN | UGI | 212 | 1 | 4 | 0 | SCFH | Z
U65 | UGI | 0 | 1 | 6 | 0 | SCMH | S
U6 | UGI | 0 | 1 | 4 | 0 | SCFH | U
RG400 | UGI | 23000 | 0.1 | 8 | 0 | SCFH | S
U6 R5 | UGI | 6 | 1 | 4 | 0 | SCFH | U
U6 R5 | UGI | 6 | 1 | 5 | 0 | SCMH | U
U25 R5 | UGI | 883 | 100 | 6 | 0 | SCFH | S
RG650 | UGI | 250 | 1 | 7 | 0 | SCMH | R
U65 R5 | UGI | 2296 | 1 | 4 | 0 | SCFH | S
U6 | UGI | 212 | 100 | 4 | 0 | SCMH | S
U25 R5 | UGI | 40 | 1 | 6 | 0 | SCMH | S
3000T/C | UGI | 6 | 1 | 5 | 0 | SCMH | L
U6 | UGI | 4 | 1 | 4 | 0 | SCFH | S
RG400 | UGI | 400 | 0.1 | 8 | 0 | SCFH | R
U6 | UGI | 6 | 1 | 5 | 0 | SCFH | S
U16 R5 | UGI | 585 | 1 | 4 | 0 | SCFH | S
U65 R5 | UGI | 0 | 0.1 | 6 | 0 | SCFH | S
U100 | UGI | 3511 | 1 | 6 | 0 | SCFH | S
U6 | UGI | 6 | 1 | 4 | 0 | SCMH | S
E6 | UGI | 212 | 1 | 5 | 0 | SCMH | D
MDA160 | UGI | 160 | 1 | 7 | 0 | SCMH | S
U100 | UGI | 35300 | 1 | 6 | 0 | SCFH | S
U40 R5 | UGI | 141 | 1 | 6 | 0 | SCFH | S
RG650 | UGI | 0 | 0.1 | 8 | 10 | SCFH | R
METLG210 | UGI | 6 | 1 | 5 | 0 | SCMH | S
U6 | UGI | 6 | 1 | 6 | 0 | SCMH | S
U6 | UGI | 2296 | 1 | 6 | 0 | SCFH | S
METLG210 | UGI | 6 | 1 | 5 | 0 | SCMH | U
U16 R5 | UGI | 16 | 1 | 6 | 0 | SCMH | S
U6 R5 | UGI | 2296 | 1 | 6 | 0 | SCFH | S
RG250 | UGI | 450 | 1 | 7 | 0 | SCMH | R
U6 | UGI | 212 | 1 | 4 | 0 | SCFH | R
U40 | UGI | 100 | 1 | 6 | 0 | SCFH | S
MDU160W | UGI | 1412 | 1 | 6 | 0 | SCMH | S
MDU100W | UGI | 0 | 1 | 6 | 0 | SCMH | S
RG65 | UGI | 3600 | 1 | 8 | 0 | SCFH | R
RG1000 | UGI | 56500 | 0.01 | 8 | 0 | SCFH | R
U160 R5 | UGI | 5650 | 1 | 6 | 0 | SCMH | S
U16 R5 | UGI | 565 | 1 | 4 | 0 | SCFH | L
U25 | UGI | 6 | 1 | 4 | 0 | SCFH | S
U100 R5 | UGI | 212 | 1 | 6 | 0 | SCFH | S
RG250 | UGI | 14100 | 0.01 | 8 | 0 | SCFH | R
U6 | UGI | 220 | 1 | 6 | 0 | SCFH | S
G4 | UGI | 6 | 1 | 5 | 0 | SCFH | S
U100 | UGI | 3565 | 1 | 6 | 0 | SCFH | S
MRD0160B4C | UGI | 160 | 1 | 7 | 0 | SCMH | R
U25 | UGI | 883 | 1 | 6 | 0.1 | SCFH | S
U16 R5 | UGI | 565 | 1 | 4 | 0 | SCFH | R
ET | UGI | 212 | 1 | 5 | 0 | SCMH | D
RG160 | UGI | 0 | 1 | 6 | 0 | SCFH | S
U6 | UGI | 0 | 1 | 5 | 0 | SCMH | S
U160 R5 | UGI | 5650 | 1 | 6 | 0 | SCFH | L
TG313 | UGI | 18000 | 0.1 | 8 | 0 | SCFH | T
U6 R5 | UGI | 4 | 1 | 4 | 0 | SCFH | S
U40 R5 | UGI | 1412 | 1 | 4 | 0 | SCFH | S
400T/C | UGI | 565 | 1 | 4 | 0 | SCFH | L
U6 | UGI | 212 | 1 | 4 | 0 | SCFH | T
METUG | UGI | 6 | 1 | 5 | 0 | SCMH | S
U6 | UGI | 883 | 1 | 6 | 0 | SCFH | S
G4 | UGI | 40 | 1 | 5 | 0 | SCMH | S
1200T/C | UGI | 1200 | 1 | 6 | 0 | SCFH | S
U6 R5 | UGI | 212 | 1 | 4 | 0 | SCFH | L
U16 | UGI | 0 | 1 | 6 | 0 | SCMH | Z
MDU25W | UGI | 25 | 1 | 6 | 0 | SCMH | D
RG160 | UGI | 8800 | 1 | 8 | 0 | SCFH | S
RG65 | UGI | 3600 | 0.01 | 8 | 0 | SCFH | S
MDU160W | UGI | 6 | 1 | 6 | 0 | SCMH | S
BK G16 | UGI | 25 | 1 | 6 | 0 | SCMH | S
U16 | UGI | 565 | 1 | 6 | 0 | SCMH | D
RG250 | UGI | 14100 | 0.1 | 8 | 0 | SCFH | T
U16 | UGI | 16 | 1 | 4 | 0 | SCFH | D
E6 | UGI | 6 | 1 | 5 | 0 | SCMH | S
BK G40 | UGI | 65 | 1 | 6 | 0 | SCMH | S
G4/U6 | UGI | 6 | 1 | 5 | 0 | SCMH | S
G65 | UGI | 100 | 1 | 6 | 0 | SCMH | S
E6 | UGI | 212 | 1 | 4 | 0 | SCFH | U
U40 | UGI | 212 | 1 | 6 | 0 | SCFH | L
U25 | UGI | 1 | 1 | 6 | 0 | SCFH | S
MDU100W | UGI | 100 | 1 | 6 | 0 | SCMH | D
U6 R5 | UGI | 212 | 1 | 6 | 0 | SCMH | S
BK G25 | UGI | 40 | 1 | 6 | 0 | SCMH | S
U100 | UGI | 212 | 1 | 6 | 0 | SCFH | S
U160 R5 | UGI | 565 | 1 | 6 | 0 | SCFH | S
RG160 | UGI | 8800 | 1 | 8 | 0 | SCFH | R
RG400 | UGI | 11000 | 0.1 | 8 | 0 | SCFH | R
U16 | UGI | 6 | 1 | 6 | 0 | SCMH | S
U25 | UGI | 816 | 1 | 4 | 0 | SCFH | Z
RG160 | UGI | 8800 | 0.01 | 8 | 0 | SCFH | S
U40 | UGI | 1214 | 1 | 6 | 0 | SCFH | S
U16 | UGI | 550 | 0.1 | 4 | 0 | SCFH | S
MDU16W | UGI | 16 | 1 | 6 | 0 | SCMH | D
MDA65 | UGI | 65 | 1 | 6 | 0 | SCMH | S
U100 R5 | UGI | 0 | 1 | 6 | 100 | SCFH | S
U25 | UGI | 700 | 1 | 6 | 0 | SCFH | S
MDA160W | UGI | 160 | 1 | 6 | 0 | SCMH | S
RG250 | UGI | 2500 | 0.1 | 8 | 0 | SCFH | R
U6 R5 | UGI | 0 | 1 | 5 | 0 | SCMH | Z
U16 R5 | UGI | 212 | 1 | 4 | 0 | SCMH | S
RG1000 | UGI | 56500 | 1 | 8 | 0 | SCFH | R
U6 | UGI | 6 | 1 | 5 | 0 | SCMH | U
U25 | UGI | 25 | 1 | 6 | 0 | SCMH | D
RG100 | UGI | 5650 | 0.01 | 8 | 0 | SCFH | Z
RG400 | UGI | 5650 | 0.1 | 8 | 0 | SCFH | R
U40 R5 | UGI | 1200 | 1 | 6 | 0 | SCFH | Z
U6 | UGI | 212 | 1 | 5 | 0 | SCMH | L
RG400 | UGI | 0 | 0.1 | 8 | 10 | SCFH | R
E6 | UGI | 6 | 1 | 4 | 0 | SCMH | U
U65 R5 | UGI | 3511 | 1 | 6 | 0 | SCFH | S
U16 | UGI | 565 | 0.01 | 4 | 0 | SCFH | S
RG250 | UGI | 14100 | 0.01 | 8 | 0 | SCFH | S
U16 | UGI | 883 | 1 | 6 | 0 | SCFH | S
U100 R5 | UGI | 3530 | 1 | 6 | 0 | SCFH | L
U25 R5 | UGI | 3511 | 1 | 6 | 0 | SCFH | S
U25 | UGI | 1412 | 1 | 6 | 0 | SCFH | S
U40 R5 | UGI | 3530 | 1 | 6 | 0 | SCFH | S
RG400 | UGI | 0 | 0.1 | 8 | 0 | SCFH | R
RG400 | UGI | 23000 | 1 | 8 | 0 | SCFH | R
U16 | UGI | 565 | 1 | 5 | 0 | SCMH | S
U16 | UGI | 6 | 1 | 4 | 0 | SCFH | L
U25 | UGI | 0 | 1 | 4 | 0 | SCFH | S
RG250 | UGI | 14100 | 0.1 | 8 | 0 | SCFH | S
U6 | UGI | 6 | 1 | 6 | 0 | SCMH | D
U6 | UGI | 16 | 1 | 4 | 0 | SCFH | S
MDU25W | UGI | 25 | 1 | 6 | 0 | SCMH | Z
U160 R5 | UGI | 3530 | 1 | 6 | 0 | SCFH | S
U160 R5 | UGI | 883 | 1 | 6 | 0 | SCFH | S
U65 R5 | UGI | 5650 | 1 | 6 | 0 | SCFH | S
U100 R5 | UGI | 883 | 1 | 6 | 0 | SCFH | S
U16 | UGI | 6 | 1 | 4 | 0 | SCFH | S
G10 | UGI | 16 | 1 | 6 | 0 | SCMH | S
METGW | UGI | 565 | 1 | 4 | 0 | SCFH | S
U65 R5 | UGI | 3530 | 1 | 6 | 0 | SCFH | S
U65 R5 | UGI | 1412 | 1 | 6 | 0 | SCFH | S
U25 R5 | UGI | 2296 | 1 | 6 | 0 | SCFH | S
U65 R5 | UGI | 883 | 1 | 6 | 0 | SCFH | S
MDU65W | UGI | 65 | 1 | 6 | 0 | SCMH | D
MDU40W | UGI | 16 | 1 | 6 | 0 | SCMH | S
U6 R5 | UGI | 550 | 1 | 4 | 0 | SCFH | S
RG650 | UGI | 36000 | 0.01 | 8 | 0 | SCFH | R
U6 R5 | UGI | 0 | 1 | 4 | 0 | SCFH | U
U65 | UGI | 6 | 1 | 6 | 0 | SCFH | S
U100 | UGI | 0 | 1 | 6 | 0 | SCFH | S
MDA16 | UGI | 16 | 1 | 6 | 0 | SCMH | S
U25 | UGI | 565 | 1 | 4 | 0 | SCFH | S
700T/C | UGI | 700 | 1 | 5 | 0 | SCFH | S
U100 R5 | UGI | 3511 | 1 | 6 | 0 | SCFH | S
U40 R5 | UGI | 1412 | 1 | 6 | 0 | SCMH | S
MDA25 | UGI | 25 | 1 | 6 | 0 | SCMH | S
U6 R5 | UGI | 0 | 1 | 4 | 100 | SCFH | S
U100 | UGI | 1412 | 1 | 6 | 0 | SCFH | S
U6 | UGI | 212 | 1 | 4 | 0 | SCMH | L
ETX6 | UGI | 212 | 1 | 5 | 0 | SCMH | S
U16 | UGI | 212 | 1 | 6 | 0 | SCFH | L
U25 R5 | UGI | 25 | 1 | 6 | 0 | SCMH | S
U40 R5 | UGI | 40 | 1 | 6 | 0 | SCFH | S
U65 | UGI | 2296 | 0.1 | 6 | 0 | SCFH | S
RG650 | UGI | 36000 | 1 | 8 | 0 | SCFH | R
U100 | UGI | 6 | 1 | 6 | 0 | SCMH | S
RG100 | UGI | 5650 | 0.01 | 8 | 0 | SCFH | S
U6 | UGI | 6 | 1 | 4 | 0 | SCFH | U
RG160 | UGI | 8800 | 0.01 | 8 | 0 | SCFH | Z
U6 | UGI | 212 | 0.1 | 4 | 0 | SCFH | D
U16 | UGI | 16 | 1 | 5 | 0 | SCMH | S
U25 | UGI | 883 | 0.1 | 6 | 0 | SCFH | S
U16 | UGI | 550 | 1 | 5 | 0 | SCFH | D
G4 | UGI | 0 | 1 | 5 | 0 | SCMH | S
U160 R5 | UGI | 0 | 1 | 6 | 0 | SCFH | S
RG100 | UGI | 5650 | 1 | 8 | 0 | SCFH | R
MDU40W | UGI | 0 | 1 | 6 | 0 | SCMH | S
U6 | UGI | 212 | 1 | 6 | 0 | SCMH | S
MDA16W | UGI | 16 | 1 | 6 | 0 | SCMH | S
U16 | UGI | 0 | 1 | 5 | 0 | SCMH | Z
U6 R5 | UGI | 212 | 1 | 5 | 0 | SCMH | S
RG65 | UGI | 3600 | 1 | 6 | 0 | SCFH | R
U6 | UGI | 212 | 1 | 5 | 0 | SCFH | D
RG400 | UGI | 23000 | 1 | 7 | 0 | SCFH | R
RG100 | UGI | 5650 | 1 | 6 | 0 | SCFH | R
U40 R5 | UGI | 883 | 1 | 6 | 0 | SCFH | S
MDU16W | UGI | 6 | 1 | 6 | 0 | SCMH | S
1200T/C | UGI | 1200 | 1 | 5 | 0 | SCFH | S
RG650 | UGI | 36000 | 0.1 | 8 | 0 | SCFH | Z
MDU40W | UGI | 212 | 1 | 6 | 0 | SCMH | S
U65 | UGI | 229 | 1 | 6 | 0 | SCFH | S
U16 | UGI | 16 | 1 | 6 | 0 | SCFH | S
U16 R5 | UGI | 883 | 1 | 6 | 0 | SCFH | S
U40 | UGI | 1412 | 1 | 6 | 0 | SCFH | R
U40 | UGI | 40 | 1 | 6 | 0 | SCMH | D
U25 R5 | UGI | 883 | 1 | 6 | 0 | SCMH | S
1800T/C | UGI | 1800 | 1 | 5 | 0 | SCFH | S
U6 | UGI | 0 | 1 | 5 | 0 | SCFH | S
U25 R5 | UGI | 883 | 1 | 4 | 0 | SCFH | S
U16 | UGI | 565 | 1 | 6 | 0 | SCMH | S
RG65 | UGI | 0 | 0.01 | 8 | 0 | SCFH | R
U100 | UGI | 56000 | 1 | 6 | 0 | SCFH | S
U65 | UGI | 2296 | 1 | 6 | 0 | SCMH | S
U25 | UGI | 6 | 1 | 6 | 0 | SCFH | S
RG650 | UGI | 0 | 0.1 | 8 | 0 | SCFH | R
U6 | UGI | 0 | 100 | 4 | 0 | SCFH | Z
U16 | UGI | 16 | 1 | 6 | 0 | SCMH | D
U6 | UGI | 6 | 1 | 6 | 0 | SCFH | S
U25 R5 | UGI | 6 | 1 | 6 | 0 | SCFH | S
U16 R5 | UGI | 565 | 1 | 5 | 0 | SCMH | S
U6 R5 | UGI | 212 | 1 | 6 | 0 | SCFH | S
U6 | UGI | 565 | 1 | 4 | 0 | SCFH | S
400T/C | UGI | 400 | 1 | 4 | 0 | SCFH | S
U25 | UGI | 212 | 1 | 5 | 0 | SCFH | S
U16 | UGI | 550 | 1 | 4 | 0 | SCFH | L
U16 | UGI | 16 | 1 | 4 | 0 | SCFH | S
U65 | UGI | 5650 | 1 | 6 | 0 | SCFH | S
U65 | UGI | 212 | 1 | 6 | 0 | SCFH | S
U6 | UGI | 550 | 1 | 4 | 0 | SCFH | S
700T/C | UGI | 0 | 1 | 5 | 0 | SCFH | L
U40 R5 | UGI | 1412 | 1 | 5 | 0 | SCMH | S
U65 R5 | UGI | 0 | 1 | 6 | 0 | SCFH | Z
U6 | UGI | 16 | 1 | 5 | 0 | SCMH | S
RG160 | UGI | 8800 | 1 | 6 | 0 | SCFH | R
RG650 | UGI | 36000 | 1 | 7 | 0 | SCFH | R
U6 R5 | UGI | 1 | 1 | 4 | 0 | SCFH | S
G4 | UGI | 212 | 1 | 4 | 0 | SCFH | S
METUG | UGI | 0 | 1 | 5 | 0 | SCMH | Z
U40 | UGI | 0 | 1 | 6 | 0 | SCMH | S
U6 | UGI | 212 | 1 | 4 | 0 | SCMH | D
U40 | UGI | 2296 | 1 | 6 | 0 | SCFH | S
U16 R5 | UGI | 565 | 1 | 4 | 0 | SCMH | S
U40 R5 | UGI | 0 | 1 | 6 | 0 | SCFH | S
U6 R5 | UGI | 212 | 1 | 5 | 0 | SCFH | S
U6 R5 | UGI | 0 | 1 | 6 | 0 | SCFH | Z
U65 | UGI | 65 | 1 | 6 | 0 | SCFH | S
RG250 | UGI | 14100 | 1 | 7 | 0 | SCFH | R
U25 | UGI | 25 | 1 | 6 | 0 | SCFH | S
U16 | UGI | 16 | 1 | 5 | 0 | SCMH | D
U25 R5 | UGI | 565 | 1 | 4 | 0 | SCFH | S
U16 | UGI | 0 | 1 | 6 | 0 | SCFH | S
U25 | UGI | 0 | 1 | 6 | 0 | SCFH | S
U6 R5 | UGI | 212 | 1 | 4 | 0 | SCMH | S
U6 | UGI | 212 | 1 | 4 | 0 | SCMH | S
350T/C | UGI | 0 | 1 | 4 | 0 | SCFH | L
U16 R5 | UGI | 0 | 1 | 4 | 0 | SCFH | S
RG250 | UGI | 0 | 0.1 | 8 | 0 | SCFH | R
U6 R5 | UGI | 200 | 1 | 4 | 0 | SCFH | S
RG250 | UGI | 14100 | 0.1 | 8 | 0 | SCFH | Z
U16 | UGI | 0 | 1 | 4 | 0 | SCFH | S
U65 | UGI | 0 | 1 | 6 | 0 | SCFH | D
RG1000 | UGI | 0 | 0.1 | 8 | 0 | SCFH | R
U6 | UGI | 0 | 1 | 4 | 0 | SCFH | L
U16 | UGI | 550 | 1 | 4 | 0 | SCFH | Z
U16 | UGI | 565 | 1 | 6 | 0 | SCFH | S
U6 | UGI | 1 | 1 | 4 | 0 | SCFH | S
U16 R5 | UGI | 565 | 1 | 6 | 0 | SCFH | S
RG250 | UGI | 14100 | 1 | 8 | 0 | SCFH | R
U25 | UGI | 883 | 1 | 4 | 0 | SCFH | S
U65 R5 | UGI | 2296 | 1 | 6 | 0 | SCMH | S
U6 R5 | UGI | 6 | 1 | 5 | 0 | SCMH | S
U65 | UGI | 2296 | 1 | 6 | 0 | SCFH | Z
U25 R5 | UGI | 883 | 1 | 6 | 0 | SCFH | D
U40 | UGI | 212 | 1 | 6 | 0 | SCFH | S
U6 | UGI | 212 | 10 | 4 | 0 | SCFH | S
E6 | UGI | 6 | 1 | 5 | 0 | SCMH | U
U16 | UGI | 212 | 1 | 4 | 0 | SCFH | D
U6 | UGI | 212 | 0.1 | 4 | 0 | SCFH | S
U40 | UGI | 1412 | 1 | 4 | 0 | SCFH | S
U6 | UGI | 0 | 1 | 4 | 0 | SCMH | S
U6 | UGI | 212 | 0.01 | 4 | 0 | SCFH | S
U6 | UGI | 212 | 1 | 5 | 0 | SCFH | Z
U16 | UGI | 550 | 1 | 6 | 0 | SCFH | S
U40 | UGI | 0 | 1 | 6 | 0 | SCFH | S
MDU25W | UGI | 1412 | 1 | 6 | 0 | SCMH | D
U16 R5 | UGI | 212 | 1 | 4 | 0 | SCFH | S
U6 R5 | UGI | 6 | 1 | 5 | 0 | SCMH | Z
U25 | UGI | 883 | 1 | 6 | 0 | SCMH | S
G4 | UGI | 6 | 1 | 5 | 1 | SCMH | D
U40 | UGI | 1412 | 10 | 6 | 0 | SCFH | S
U6 | UGI | 212 | 1 | 4 | 0 | SCFH | U
E6 | UGI | 6 | 1 | 5 | 0 | SCMH | D
U6 | UGI | 880 | 1 | 4 | 0 | SCFH | S
U25 R5 | UGI | 1412 | 1 | 6 | 0 | SCFH | S
U6 | UGI | 0 | 1 | 6 | 0 | SCFH | S
U40 | UGI | 1412 | 1 | 6 | 0 | SCMH | S
U40 R5 | UGI | 2296 | 1 | 6 | 0 | SCFH | S
G4 | UGI | 0 | 1 | 5 | 0 | SCMH | Z
U6 | UGI | 212 | 1 | 6 | 0 | SCFH | S
U40 | UGI | 40 | 1 | 6 | 0 | SCFH | S
UNKNOWN | UGI | 212 | 1 | 6 | 0 | SCFH | S
U16 R5 | UGI | 6 | 1 | 4 | 0 | SCFH | S
200T/C | UGI | 212 | 1 | 4 | 0 | SCFH | L
U25 | UGI | 212 | 1 | 6 | 0 | SCFH | S
U16 | UGI | 550 | 1 | 4 | 0 | SCFH | S
U16 | UGI | 212 | 1 | 4 | 0 | SCFH | S
U25 | UGI | 565 | 1 | 6 | 0 | SCFH | S
G4 | UGI | 212 | 1 | 5 | 0 | SCMH | S
ETUG | UGI | 212 | 1 | 4 | 0 | SCFH | S
U6 | UGI | 883 | 1 | 4 | 0 | SCFH | S
U6 R5 | UGI | 212 | 1 | 4 | 0 | SCFH | D
G4 | UGI | 6 | 1 | 4 | 0 | SCFH | S
MDU16W | UGI | 0 | 1 | 6 | 0 | SCMH | S
U25 R5 | UGI | 212 | 1 | 6 | 0 | SCFH | S
U160 R5 | UGI | 880 | 1 | 6 | 0 | SCFH | S
U6 | UGI | 200 | 1 | 4 | 0 | SCFH | S
U6 | UGI | 0 | 1 | 4 | 0 | SCFH | Z
U6 R5 | UGI | 0 | 1 | 4 | 0 | SCFH | Z
U6 | UGI | 11000 | 1 | 4 | 0 | SCFH | S
U6 | UGI | 400 | 1 | 4 | 0 | SCFH | S
100T/C | UGI | 212 | 1 | 4 | 0 | SCFH | L
U16 | UGI | 565 | 1 | 5 | 0 | SCFH | S
U6 | UGI | 212 | 0.01 | 4 | 0 | SCFH | D
U6 | UGI | 0 | 1 | 4 | 0 | SCFH | S
U6 | UGI | 212 | 1 | 5 | 0 | SCMH | D
U6 | UGI | 6 | 1 | 5 | 0 | SCMH | D
U16 R5 | UGI | 565 | 1 | 4 | 0 | SCFH | Z
U25 | UGI | 25 | 1 | 6 | 0 | SCFH | D
U100 | UGI | 3530 | 1 | 6 | 0 | SCFH | D
U65 | UGI | 2296 | 1 | 6 | 0 | SCFH | D
U25 | UGI | 883 | 1 | 6 | 0 | SCFH | D
U6 | UGI | 0 | 1 | 4 | 100 | SCFH | Z
U6 | UGI | 6 | 1 | 4 | 0 | SCFH | L
U6 | UGI | 212 | 1 | 5 | 0 | SCFH | S
U40 R5 | UGI | 1412 | 1 | 6 | 0 | SCFH | D
U16 R5 | UGI | 565 | 1 | 4 | 0 | SCFH | D
U6 | UGI | 212 | 1 | 5 | 0 | SCMH | S
U25 R5 | UGI | 565 | 1 | 6 | 0 | SCFH | S
U6 R5 | UGI | 6 | 1 | 4 | 0 | SCFH | S
U40 | UGI | 1412 | 1 | 6 | 0 | SCFH | D
U6 R5 | UGI | 0 | 1 | 4 | 0 | SCFH | S
U16 | UGI | 565 | 1 | 4 | 0 | SCFH | D
MDU16W | UGI | 565 | 1 | 6 | 0 | SCMH | S
U6 | UGI | 0 | 100 | 4 | 0 | SCFH | S
U100 | UGI | 3530 | 1 | 6 | 0 | SCFH | Z
G4 | UGI | 212 | 1 | 5 | 0 | SCMH | Z
U6 R5 | UGI | 565 | 1 | 4 | 0 | SCFH | S
U6 | UGI | 0 | 1 | 4 | 0 | SCFH | D
G4 | UGI | 6 | 1 | 5 | 0 | SCMH | Z
U16 | UGI | 565 | 1 | 4 | 0 | SCFH | Z
U40 R5 | UGI | 212 | 1 | 6 | 0 | SCFH | S
U6 | UGI | 6 | 1 | 4 | 0 | SCFH | S
U6 | UGI | 6 | 1 | 4 | 0 | SCFH | D
U6 | UGI | 212 | 1 | 4 | 0 | SCFH | D
1200T/C | UGI | 0 | 1 | 5 | 0 | SCFH | L
U25 | UGI | 883 | 1 | 6 | 0 | SCFH | Z
U6 R5 | UGI | 212 | 100 | 4 | 0 | SCFH | S
UNKNOWN | UGI | 212 | 1 | 4 | 0 | SCFH | D
UNKNOWN | UGI | 883 | 1 | 6 | 0 | SCFH | Z
U6 | UGI | 212 | 100 | 4 | 0 | SCFH | S
102M12 | UGI | 212 | 1 | 4 | 0 | SCFH | Z
U6 | UGI | 212 | 1 | 5 | 0 | SCMH | Z
U16 | UGI | 16 | 1 | 6 | 0 | SCMH | Z
U6 R5 | UGI | 212 | 1 | 4 | 0 | SCFH | Z
U6 | UGI | 212 | 1 | 4 | 0 | SCFH | Z
U6 R5 | UGI | 212 | 1 | 5 | 0 | SCMH | Z
U6 | UGI | 6 | 1 | 5 | 0 | SCMH | Z
TG1000 | UGI | 60000 | 1 | 8 | 0 | SCFH | T
G4 | UGI | 6 | 1 | 5 | 0 | SCMH | S
U100 | UGI | 100 | 1 | 6 | 0 | SCMH | S
U65 | UGI | 65 | 1 | 6 | 0 | SCMH | S
U40 | UGI | 40 | 1 | 6 | 0 | SCMH | S
U25 | UGI | 25 | 1 | 6 | 0 | SCMH | S
U160 | UGI | 160 | 1 | 6 | 0 | SCMH | S
U6 | UGI | 6 | 1 | 5 | 0 | SCMH | S
U16 | UGI | 16 | 1 | 6 | 0 | SCMH | S
MDU160W | UGI | 160 | 1 | 6 | 0 | SCMH | S
MDU100W | UGI | 100 | 1 | 6 | 0 | SCMH | S
MDU40W | UGI | 40 | 1 | 6 | 0 | SCMH | S
MDU65W | UGI | 65 | 1 | 6 | 0 | SCMH | S
MDU25W | UGI | 25 | 1 | 6 | 0 | SCMH | S
MDU16W | UGI | 16 | 1 | 6 | 0 | SCMH | S
TG1600 | UGI | 90000 | 1 | 8 | 0 | 0 | T
U6 | UGI | 212 | 1 | 4 | 0 | 0 | L
U6 R5 | UGI | 212 | 1 | 4 | 0 | 0 | S
U16 R5 | UGI | 565 | 1 | 4 | 0 | 0 | S
U16 | UGI | 565 | 1 | 4 | 0 | 0 | S
400T/C | UGI | 400 | 1 | 4 | 0 | 0 | L
350T/C | UGI | 350 | 1 | 4 | 0 | 0 | L
3000T/C | UGI | 3000 | 1 | 5 | 0 | 0 | L
200T/C | UGI | 200 | 1 | 4 | 0 | 0 | L
1800T/C | UGI | 1800 | 1 | 5 | 0 | 0 | L
1200T/C | UGI | 1200 | 1 | 5 | 0 | 0 | L
700T/C | UGI | 700 | 1 | 5 | 0 | 0 | L
6000T/C | UGI | 6000 | 1 | 6 | 0 | 0 | L
4500T/C | UGI | 4500 | 1 | 6 | 0 | 0 | L
9000T/C | UGI | 9000 | 1 | 6 | 0 | 0 | L
100T/C | UGI | 100 | 1 | 4 | 0 | 0 | L
U100 | UGI | 3530 | 1 | 6 | 0 | 0 | S
U65 R5 | UGI | 2296 | 1 | 6 | 0 | 0 | S
U65 | UGI | 2296 | 1 | 6 | 0 | 0 | L
U40 R5 | UGI | 1412 | 1 | 6 | 0 | 0 | S
U6 | UGI | 212 | 1 | 4 | 0 | SCFH | S
U40 | UGI | 1412 | 1 | 6 | 0 | 0 | S
U40 | UGI | 1412 | 1 | 6 | 0 | 0 | L
U25 R5 | UGI | 883 | 1 | 6 | 0 | 0 | S
U25 | UGI | 883 | 1 | 6 | 0 | 0 | S
U25 | UGI | 883 | 1 | 6 | 0 | 0 | L
U160 R5 | UGI | 5650 | 1 | 6 | 0 | 0 | S
U160 | UGI | 5650 | 1 | 6 | 0 | 0 | S
U160 | UGI | 5650 | 1 | 6 | 0 | 0 | L
RG650 | UGI | 36000 | 0.1 | 8 | 0 | 0 | R
RG400 | UGI | 23000 | 0.1 | 8 | 0 | 0 | R
RG160 | UGI | 8800 | 0.01 | 8 | 0 | 0 | R
RG100 | UGI | 5650 | 0.01 | 8 | 0 | 0 | R
RG65 | UGI | 3600 | 0.01 | 8 | 0 | 0 | R
U100 R5 | UGI | 3530 | 1 | 6 | 0 | 0 | S
U100 | UGI | 3530 | 1 | 6 | 0 | 0 | L
RG250 | UGI | 14100 | 0.1 | 8 | 0 | 0 | R
RG1000 | UGI | 56500 | 0.1 | 8 | 0 | 0 | R
U16 | UGI | 565 | 1 | 4 | 0 | 0 | L
U65 | UGI | 2296 | 1 | 6 | 0 | 0 | S
U6 | VAL | 6 | 1 | 4 | 0 | SCFH | S
U6 | VAL | 212 | 1 | 5 | 0 | SCFH | S
U6 | VAL | 6 | 1 | 4 | 0 | SCMH | Z
U6 | VAL | 0 | 1 | 4 | 0 | SCFH | S
U6 | VAL | 212 | 1 | 4 | 0 | SCFH | L
G4 | VAL | 212 | 1 | 5 | 0 | SCMH | S
METLG210 | VAL | 212 | 1 | 5 | 0 | SCMH | U
G4 | VAL | 6 | 1 | 5 | 0 | SCMH | S
ETX6 | VAL | 6 | 1 | 5 | 0 | SCMH | U
U6 R5 | VAL | 0 | 1 | 4 | 0 | SCFH | S
U6 R5 | VAL | 212 | 1 | 4 | 0 | SCFH | Z
U6 R5 | VAL | 212 | 1 | 4 | 0 | 0 | S
200T/C | VAL | 200 | 1 | 4 | 0 | 0 | L
U6 | VAL | 212 | 1 | 4 | 0 | 0 | S
UNIFLOG4SR | FLN | 6 | 1 | 5 | 0 | SCMH | S
G4SZV | FLN | 6 | 1 | 5 | 0 | SCMH | U
E6VG370 | FLN | 6 | 1 | 5 | 0 | SCMH | U
G4SZV | FLN | 6 | 1 | 5 | 0 | SCMH | S
ETX6 | MAG | 6 | 1 | 6 | 0 | SCMH | S
U16 | MAG | 16 | 1 | 6 | 0 | SCMH | S
G4 | MAG | 40 | 1 | 6 | 0 | SCMH | S
G4 | MAG | 6 | 1 | 5 | 0.1 | SCMH | S
G4 | MAG | 65 | 1 | 6 | 0 | SCMH | S
G4 | MAG | 5 | 1 | 5 | 0 | SCMH | S
G4 | MAG | 6 | 1 | 5 | 0 | SCMH | U
G10 | MAG | 16 | 1 | 5 | 0 | SCMH | S
G10 | MAG | 16 | 1 | 5 | 1 | SCMH | D
ETUG | MAG | 212 | 1 | 4 | 0 | SCFH | S
U6 | MAG | 6 | 1 | 5 | 0 | SCMH | S
G16 | MAG | 25 | 1 | 6 | 0 | SCMH | R
U16 | MAG | 17 | 1 | 5 | 0 | SCMH | S
U6 | MAG | 212 | 1 | 5 | 0 | SCMH | S
X6 | MAG | 6 | 1 | 5 | 0 | SCMH | U
METLG210 | MAG | 6 | 1 | 5 | 0 | SCMH | U
ETUG | MAG | 6 | 1 | 4 | 0 | SCFH | T
G10 | MAG | 6 | 1 | 5 | 0 | SCMH | S
E6 | MAG | 6 | 1 | 5 | 0 | SCMH | U
G4 | MAG | 6 | 1 | 6 | 0 | SCMH | S
G4 | MAG | 0 | 1 | 5 | 1 | SCMH | S
G25 | MAG | 40 | 1 | 6 | 0 | SCMH | S
G4 | MAG | 6 | 1 | 4 | 0 | SCFH | S
G10 | MAG | 16 | 1 | 5 | 0 | SCMH | D
G16 | MAG | 25 | 1 | 8 | 0 | SCMH | S
G4 | MAG | 6 | 1 | 5 | 0 | SCMH | D
G4 | MAG | 0 | 1 | 5 | 0 | SCMH | S
G4 | MAG | 212 | 1 | 5 | 0 | SCMH | S
G4 | MAG | 6 | 1 | 5 | 0 | SCMH | Z
G16 | MAG | 25 | 1 | 6 | 0 | SCMH | S
G10/U16 | MAG | 16 | 1 | 5 | 0 | SCMH | S
G4 | MAG | 6 | 1 | 5 | 0 | 0 | S
METLG210 | UNK | 6 | 1 | 4 | 0 | SCFH | U
MDK40 | UNK | 40 | 1 | 6 | 0 | SCMH | D
MRA250C | UNK | 250 | 1 | 6 | 0 | SCMH | D
MRD0200A1Q | UNK | 0 | 1 | 6 | 0 | SCMH | Z
BK G40 | UNK | 65 | 1 | 6 | 0 | SCMH | D
UNKNOWN | UNK | 0 | 1 | 4 | 0 | SCFH | U
METLG210 | UNK | 6 | 1 | 5 | 0 | SCFH | U
U6 R5 | UNK | 0 | 1 | 4 | 0 | SCFH | U
U16 | UNK | 6 | 1 | 5 | 0 | SCMH | S
U6 R5 | UNK | 212 | 1 | 4 | 0 | SCFH | U
G4 | UNK | 1 | 1 | 5 | 0 | SCMH | S
G4 | UNK | 6 | 1 | 6 | 0 | SCMH | S
BK G40 | UNK | 65 | 1 | 6 | 0 | SCMH | S
ETGW | UNK | 0 | 1 | 4 | 0 | SCFH | Z
UNKNOWN | UNK | 2296 | 1 | 6 | 0 | SCFH | S
MDK160 | UNK | 160 | 1 | 7 | 0 | SCMH | D
METLG210 | UNK | 6 | 1 | 5 | 0 | SCFH | Z
U6 | UNK | 565 | 1 | 4 | 0 | SCFH | Z
UNKNOWN | UNK | 1 | 1 | 6 | 0 | SCFH | Z
MDA16 | UNK | 16 | 1 | 5 | 0 | SCMH | D
G4 | UNK | 6 | 1 | 5 | 0 | SCMH | T
U6 | UNK | 1 | 1 | 5 | 0 | SCMH | S
G4SC | UNK | 6 | 1 | 5 | 0 | SCMH | D
ETX6 | UNK | 6 | 1 | 5 | 0 | SCMH | Z
METLG210 | UNK | 6 | 1 | 6 | 0 | SCMH | U
EG4V10 | UNK | 6 | 1 | 5 | 0 | SCMH | S
G4SC | UNK | 212 | 1 | 5 | 0 | SCMH | S
METAC | UNK | 6 | 1 | 5 | 0 | SCMH | S
U6 R5 | UNK | 221 | 1 | 4 | 0 | SCFH | S
E6V210 | UNK | 6 | 1 | 5 | 0 | SCMH | U
ETX6 | UNK | 212 | 1 | 5 | 0 | SCMH | U
MDU16W | UNK | 6 | 1 | 6 | 0 | SCMH | S
BK G16 | UNK | 25 | 1 | 6 | 0 | SCMH | D
BK G16 | UNK | 25 | 1 | 6 | 0 | SCMH | S
G4 | UNK | 6 | 1 | 4 | 0 | SCFH | D
METLG210 | UNK | 212 | 1 | 4 | 0 | SCFH | U
ETX6 | UNK | 212 | 1 | 5 | 0 | SCFH | S
200T/C | UNK | 212 | 1 | 4 | 0 | SCFH | D
U160 | UNK | 160 | 1 | 7 | 0 | SCMH | S
Libra200 | UNK | 6 | 1 | 5 | 0 | SCMH | Z
G10 | UNK | 16 | 1 | 5 | 0 | SCMH | S
G40 | UNK | 65 | 1 | 6 | 0.1 | SCMH | R
G160 | UNK | 250 | 1 | 7 | 0 | SCMH | R
G100 | UNK | 160 | 1 | 7 | 1 | SCMH | R
U100 | UNK | 0 | 1 | 6 | 0 | SCFH | Z
Libra200 | UNK | 6 | 1 | 5 | 0 | SCMH | U
UNKNOWN | UNK | 880 | 1 | 4 | 0 | SCFH | L
G4 | UNK | 6 | 1 | 5 | 0 | SCFH | S
U16 | UNK | 565 | 1 | 4 | 0 | SCFH | U
Libra200 | UNK | 6 | 1 | 5 | 0 | SCFH | S
G4SC | UNK | 6 | 1 | 4 | 0 | SCFH | S
E6V130 | UNK | 6 | 1 | 5 | 0 | SCMH | S
U16 | UNK | 565 | 100 | 4 | 0 | SCFH | S
U6 | UNK | 6 | 1 | 5 | 0 | SCFH | Z
BK G10 | UNK | 16 | 1 | 6 | 0.1 | SCMH | S
U160 | UNK | 5650 | 1 | 4 | 0 | SCFH | S
MDK25 | UNK | 25 | 1 | 6 | 0 | SCMH | S
U6 | UNK | 16 | 1 | 4 | 0 | SCFH | D
100T/C | UNK | 0 | 1 | 4 | 0 | SCFH | Z
U16 | UNK | 16 | 1 | 6 | 0 | SCFH | S
U6 | UNK | 212 | 1 | 4 | 0 | SCMH | U
MDA100 | UNK | 6 | 1 | 5 | 0 | SCMH | S
U6 | UNK | 212 | 1 | 5 | 0 | SCMH | L
MDA16 | UNK | 6 | 1 | 5 | 0 | SCMH | D
MDA16 | UNK | 0 | 1 | 5 | 0 | SCMH | Z
G4 | UNK | 0 | 1 | 6 | 0 | SCMH | Z
G25 | UNK | 40 | 1 | 6 | 0 | SCMH | R
G250 | UNK | 400 | 1 | 8 | 0 | SCMH | R
U16 | UNK | 565 | 1 | 5 | 0 | SCMH | S
ETX6 | UNK | 0 | 1 | 5 | 1 | SCMH | U
MDK25 | UNK | 25 | 1 | 6 | 0 | SCMH | R
METKR | UNK | 6 | 1 | 5 | 0 | SCMH | S
BK G10 | UNK | 16 | 1 | 6 | 0 | SCMH | S
UNKNOWN | UNK | 0 | 1 | 7 | 0 | SCFH | T
MDA40 | UNK | 0 | 1 | 6 | 0 | SCMH | Z
MDA25 | UNK | 25 | 1 | 5 | 0 | SCMH | S
E6 | UNK | 6 | 1 | 5 | 0 | SCFH | S
ECM2000 | UNK | 212 | 1 | 4 | 0 | SCFH | S
U16 | UNK | 565 | 1 | 4 | 1 | SCFH | S
U6 | UNK | 1412 | 1 | 4 | 0 | SCFH | S
G4 | UNK | 4 | 1 | 5 | 0 | SCMH | D
SC6 | UNK | 6 | 1 | 5 | 0 | SCMH | S
U6 | UNK | 883 | 1 | 6 | 0 | SCFH | D
U100 | UNK | 1000 | 1 | 6 | 0 | SCMH | S
MDK16 | UNK | 16 | 1 | 6 | 0 | SCMH | D
U6 | UNK | 5 | 1 | 5 | 0 | SCMH | U
U6 R5 | UNK | 16 | 1 | 6 | 0 | SCMH | Z
U16 R5 | UNK | 6 | 1 | 5 | 0 | SCMH | S
U16 R5 | UNK | 0 | 1 | 6 | 0 | SCMH | Z
G250 | UNK | 400 | 1 | 7 | 0 | SCMH | R
MDK65 | UNK | 65 | 1 | 6 | 0 | SCMH | S
G160 | UNK | 250 | 1 | 7 | 1 | SCMH | R
E6V310P | UNK | 6 | 1 | 5 | 0 | SCMH | S
G4 | UNK | 6 | 1 | 5 | 1 | SCMH | S
U25 | UNK | 20 | 1 | 6 | 0 | SCMH | D
U25 | UNK | 16 | 1 | 6 | 0 | SCMH | D
U16 | UNK | 16 | 1 | 7 | 0 | SCMH | D
U6 | UNK | 212 | 0.01 | 4 | 0 | SCFH | S
MDA40 | UNK | 6 | 1 | 5 | 0 | SCMH | S
G65 | UNK | 100 | 1 | 6 | 0 | SCMH | R
NGRIDAMR | UNK | 212 | 1 | 4 | 0 | SCFH | S
U6 | UNK | 0 | 1 | 4 | 1 | SCFH | Z
U6 | UNK | 200 | 1 | 4 | 0 | SCFH | Z
U16 R5 | UNK | 6 | 1 | 6 | 0 | SCMH | S
U16 | UNK | 6 | 1 | 4 | 0 | SCFH | Z
U6 | UNK | 6 | 1 | 5 | 0 | SCFH | S
E6V310P | UNK | 6 | 1 | 5 | 0 | SCMH | U
X6 | UNK | 6 | 1 | 5 | 0 | SCMH | U
MDK16 | UNK | 16 | 1 | 6 | 0 | SCMH | S
MDU16W | UNK | 0 | 1 | 6 | 0 | SCMH | Z
U6 R5 | UNK | 0 | 1 | 6 | 0 | SCFH | Z
U25 | UNK | 40 | 1 | 6 | 0 | SCMH | D
U16 | UNK | 16 | 1 | 5 | 0 | SCMH | S
U16 | UNK | 16 | 1 | 4 | 0 | SCFH | S
MDA16 | UNK | 16 | 1 | 6 | 0 | SCMH | D
U16 | UNK | 16 | 1 | 4 | 0 | SCFH | D
U40 | UNK | 1412 | 1 | 6 | 0 | SCMH | S
E6X | UNK | 6 | 1 | 5 | 0 | SCMH | S
MDK16 | UNK | 6 | 1 | 6 | 0 | SCMH | S
MRD0450B4D | UNK | 450 | 1 | 8 | 0 | SCMH | D
BK-G4 | UNK | 6 | 1 | 5 | 0 | SCMH | S
MDA16 | UNK | 16 | 1 | 6 | 0 | SCFH | S
MDA40W | UNK | 40 | 1 | 6 | 0 | SCMH | S
MDA16 | UNK | 6 | 1 | 5 | 0 | SCMH | S
U25 | UNK | 6 | 1 | 6 | 0 | SCFH | S
U6 R5 | UNK | 6 | 0.1 | 4 | 0 | SCFH | S
BK G10 | UNK | 1 | 1 | 6 | 0 | SCMH | D
U40 | UNK | 1412 | 1 | 6 | 0 | SCMH | D
U160 | UNK | 160 | 1 | 7 | 0 | SCMH | D
MDA100 | UNK | 6 | 1 | 6 | 0 | SCMH | S
U65 | UNK | 2296 | 1 | 6 | 0 | SCMH | D
UNKNOWN | UNK | 0 | 1 | 7 | 0 | SCFH | R
100T/C | UNK | 100 | 1 | 5 | 0 | SCFH | L
U6 | UNK | 6 | 1 | 4 | 0 | SCMH | D
MDA100 | UNK | 100 | 1 | 6 | 0 | SCMH | S
U6 | UNK | 212 | 212 | 4 | 0 | SCFH | S
U16 | UNK | 6 | 1 | 6 | 0 | SCMH | D
U16 | UNK | 212 | 1 | 6 | 0 | SCMH | Z
MDA16 | UNK | 565 | 1 | 6 | 0 | SCMH | S
G4 | UNK | 5 | 1 | 5 | 0 | SCMH | S
UNKNOWN | UNK | 212 | 1 | 5 | 0 | SCFH | Z
U25 | UNK | 6 | 1 | 6 | 0 | SCMH | D
U6 R5 | UNK | 6 | 1 | 4 | 0 | SCMH | Z
U6 | UNK | 121 | 1 | 4 | 0 | SCFH | D
G4 | UNK | 0 | 1 | 5 | 0 | SCMH | U
U6 R5 | UNK | 0 | 1 | 5 | 0 | SCMH | S
U6 | UNK | 1412 | 1 | 4 | 0 | SCFH | D
MRD0250B4D | UNK | 250 | 1 | 7 | 0 | SCMH | R
METGW | UNK | 212 | 1 | 4 | 0 | SCFH | Z
ETUG | UNK | 0 | 1 | 4 | 0 | SCFH | U
U16 R5 | UNK | 212 | 1 | 4 | 0 | SCFH | S
METLG210 | UNK | 0 | 1 | 5 | 0 | SCMH | Z
G4 | UNK | 60000 | 1 | 5 | 0 | SCMH | S
U16 | UNK | 6 | 1 | 5 | 0 | SCMH | D
U6 | UNK | 6 | 1 | 7 | 0 | SCMH | D
ETX6 | UNK | 6 | 1 | 5 | 0 | SCMH | T
MTA650D | UNK | 6 | 1 | 5 | 0 | SCMH | S
METGW | UNK | 6 | 1 | 5 | 0 | SCMH | U
EG4V10 | UNK | 6 | 1 | 5 | 0 | SCMH | U
EU6VAMR | UNK | 6 | 1 | 5 | 0 | SCMH | S
U6 | UNK | 212 | 1 | 4 | 0 | SCMH | L
U65 | UNK | 0.6 | 1 | 6 | 0 | SCMH | D
U25 | UNK | 25 | 1 | 6 | 0 | SCFH | Z
G4 | UNK | 212 | 1 | 5 | 0 | SCMH | L
5.3M | UNK | 0 | 1 | 6 | 0 | SCFH | R
G10 | UNK | 16 | 1 | 6 | 0 | SCMH | S
RM5000 | UNK | 5000 | 0.01 | 7 | 0 | SCFH | R
U6 | UNK | 200 | 1 | 4 | 0 | SCMH | S
U40 | UNK | 6 | 1 | 5 | 0 | SCMH | S
EG4V10 | UNK | 6 | 1 | 6 | 0 | SCMH | S
G4 | UNK | 1 | 1 | 5 | 0 | SCFH | S
U160 | UNK | 160 | 1 | 4 | 0 | SCMH | D
700T/C | UNK | 6 | 1 | 5 | 0 | SCMH | L
U16 | UNK | 16 | 1 | 6 | 0 | SCMH | Z
MDA25 | UNK | 16 | 1 | 6 | 0 | SCMH | S
E6VLG310P | UNK | 6 | 1 | 5 | 0 | SCMH | S
U6 | UNK | 16 | 1 | 6 | 0 | SCMH | D
MDA25 | UNK | 6 | 1 | 6 | 0 | SCMH | S
BK-G4E | UNK | 6 | 1 | 5 | 0 | SCMH | S
U40 | UNK | 40 | 1 | 5 | 0 | SCMH | D
U100 | UNK | 100 | 1 | 6 | 0 | SCFH | D
MTA650TD | UNK | 212 | 1 | 5 | 0 | SCMH | S
U25 | UNK | 25 | 0.1 | 6 | 0 | SCFH | S
U100 | UNK | 1 | 1 | 6 | 0 | SCFH | D
U65 | UNK | 2296 | 0.1 | 6 | 0 | SCFH | S
MDA16 | UNK | 16 | 1 | 5 | 0 | SCMH | S
U25 | UNK | 565 | 1 | 6 | 0 | SCFH | Z
MRD0450B4D | UNK | 0 | 1 | 7 | 0 | SCMH | S
ETX6 | UNK | 6 | 6 | 5 | 0 | SCMH | S
U6/G4 | UNK | 4 | 1 | 5 | 0 | SCMH | D
U25 | UNK | 25 | 1 | 4 | 0 | SCFH | D
U16 R5 | UNK | 16 | 1 | 6 | 0 | SCMH | S
G10 | UNK | 6 | 1 | 6 | 0 | SCMH | S
U25 | UNK | 838 | 1 | 6 | 0 | SCFH | Z
U6 | UNK | 0 | 1 | 5 | 0 | SCFH | U
U6 | UNK | 200 | 1 | 6 | 0 | SCMH | Z
U6 | UNK | 6000 | 1 | 5 | 0 | SCMH | D
BK-G16E | UNK | 25 | 1 | 6 | 0 | SCMH | D
U6 R5 | UNK | 6 | 1 | 4 | 0 | SCFH | U
U16 | UNK | 16 | 1 | 4 | 0 | SCFH | Z
SC6 | UNK | 6 | 1 | 5 | 0 | SCMH | U
X6 | UNK | 6 | 1 | 5 | 0 | SCMH | Z
8C125 | UNK | 800 | 1 | 5 | 0 | SCFH | R
Libra200 | UNK | 212 | 1 | 5 | 0 | SCMH | U
U6 | UNK | 212 | 1 | 5 | 0 | SCFH | L
G40 | UNK | 65 | 1 | 6 | 0 | SCMH | D
U25 | UNK | 25000 | 1 | 6 | 0 | SCMH | D
X6 | UNK | 212 | 1 | 5 | 0 | SCMH | D
U40 | UNK | 565 | 1 | 4 | 0 | SCFH | Z
U25 | UNK | 6 | 1 | 6 | 0 | SCMH | S
BK-G10E | UNK | 6 | 1 | 5 | 0 | SCMH | S
U6 R5 | UNK | 212 | 1 | 5 | 0 | SCFH | S
U65 | UNK | 65 | 1 | 6 | 0 | SCFH | Z
U100 | UNK | 100 | 1 | 7 | 0 | SCMH | D
U6 | UNK | 6 | 100 | 4 | 0 | SCFH | S
MDK100 | UNK | 100 | 1 | 6 | 0 | SCMH | S
MDK65 | UNK | 6 | 1 | 6 | 0 | SCMH | S
U25 R5 | UNK | 5650 | 1 | 6 | 0 | SCMH | S
U6 R5 | UNK | 0 | 1 | 5 | 0 | SCFH | Z
U6 | UNK | 1412 | 1 | 6 | 0 | SCMH | D
U16 | UNK | 16 | 1 | 4 | 0 | SCFH | U
U6 | UNK | 4 | 1 | 5 | 0 | SCMH | D
U100 | UNK | 6 | 1 | 5 | 0 | SCMH | S
MRA450D | UNK | 450 | 1 | 8 | 0 | SCMH | D
ETX6 | UNK | 212 | 1 | 4 | 0 | SCMH | U
METUG | UNK | 6 | 1 | 4 | 0 | SCMH | S
U25 | UNK | 212 | 1 | 6 | 0 | SCFH | Z
U16 | UNK | 16 | 1 | 6 | 0 | SCFH | D
G10 | UNK | 16 | 1 | 6 | 0 | SCMH | D
G4 | UNK | 10 | 1 | 5 | 0 | SCMH | S
U16 R5 | UNK | 6 | 0.1 | 6 | 0 | SCFH | Z
ETUG | UNK | 6 | 1 | 4 | 0 | SCFH | U
ETUG | UNK | 6 | 100 | 4 | 0 | SCFH | U
U6 | UNK | 6 | 1 | 6 | 0 | SCFH | S
U16 | UNK | 6 | 1 | 4 | 0 | SCFH | D
U6 R5 | UNK | 0 | 1 | 4 | 0 | SCMH | S
MDK40 | UNK | 40 | 1 | 6 | 0 | SCMH | S
U16 | UNK | 212 | 1 | 6 | 0 | SCMH | S
U25 | UNK | 85 | 1 | 6 | 0 | SCMH | S
G4 | UNK | 65 | 1 | 5 | 0 | SCMH | S
G4 | UNK | 212 | 1 | 5 | 0 | SCMH | U
U6 | UNK | 0.6 | 1 | 5 | 0 | SCMH | D
MRD0450B4D | UNK | 450 | 1 | 7 | 0 | SCMH | D
U6 | UNK | 16 | 1 | 6 | 0 | SCFH | S
MDK160 | UNK | 6 | 1 | 6 | 0 | SCMH | S
U6 | UNK | 212 | 100 | 4 | 0 | SCMH | D
MUE10 | UNK | 10 | 1 | 7 | 0 | SCMH | U
U6 | UNK | 200 | 0.01 | 4 | 0 | SCMH | S
MDA40 | UNK | 40 | 1 | 6 | 0 | SCMH | D
U6 | UNK | 880 | 1 | 6 | 0 | SCFH | D
U16 | UNK | 16 | 1 | 4 | 0 | SCMH | S
U25 | UNK | 883 | 0.1 | 6 | 0 | SCFH | Z
G65 | UNK | 65 | 1 | 6 | 0 | SCMH | D
G4 | UNK | 6 | 1 | 4 | 0 | SCFH | U
U25 | UNK | 212 | 1 | 6 | 0 | SCFH | S
G4 | UNK | 4 | 1 | 4 | 0 | SCMH | D
MDA65 | UNK | 6 | 1 | 6 | 0 | SCMH | S
U6 | UNK | 65 | 1 | 6 | 0 | SCMH | S
U6 | UNK | 0 | 1 | 4 | 0 | SCMH | S
U6 | UNK | 60 | 1 | 4 | 0 | SCFH | S
U65 | UNK | 1 | 1 | 6 | 0 | SCMH | Z
UNKNOWN | UNK | 0 | 1 | 6 | 0 | SCFH | U
E6 | UNK | 6 | 1 | 5 | 0 | SCMH | D
E6 | UNK | 0 | 1 | 4 | 0 | SCFH | S
METLG210 | UNK | 0 | 1 | 5 | 0 | SCMH | U
G16 | UNK | 16 | 1 | 6 | 0 | SCMH | S
METLG210 | UNK | 6 | 1 | 5 | 0 | SCMH | L
U16 | UNK | 565 | 1 | 5 | 0 | SCFH | D
G4 | UNK | 0 | 1 | 5 | 0 | SCFH | Z
METGW | UNK | 212 | 1 | 5 | 0 | SCMH | S
MDA25 | UNK | 25 | 1 | 5 | 0 | SCMH | D
MDK25 | UNK | 25 | 1 | 6 | 1 | SCMH | S
U6 R5 | UNK | 6 | 1 | 5 | 0 | SCMH | U
G4 | UNK | 6 | 1 | 4 | 0 | SCMH | S
MRD0450B4D | UNK | 0 | 1 | 7 | 0 | SCMH | Z
X6 | UNK | 0 | 1 | 5 | 0 | SCMH | Z
U6 | UNK | 6 | 1 | 6 | 0 | SCFH | D
MDA16 | UNK | 6 | 1 | 5 | 0 | SCMH | U
MDK25 | UNK | 25 | 1 | 6 | 0 | SCMH | D
UNKNOWN | UNK | 0 | 1 | 5 | 0 | SCFH | T
E6 | UNK | 212 | 1 | 4 | 0 | SCFH | D
U6 | UNK | 2296 | 1 | 6 | 0 | SCFH | D
METUG | UNK | 212 | 1 | 5 | 0 | SCFH | S
U6 | UNK | 400 | 1 | 4 | 0 | SCFH | Z
U25 | UNK | 100 | 1 | 6 | 0 | SCMH | Z
U6 | UNK | 1425 | 1 | 4 | 0 | SCFH | S
U16 | UNK | 212 | 1 | 4 | 0 | SCMH | Z
U16 | UNK | 563.2 | 1 | 4 | 0 | SCFH | Z
U6 | UNK | 6 | 1 | 4 | 0 | SCFH | U
G250 | UNK | 400 | 1 | 7 | 1 | SCMH | R
E6V130 | UNK | 6 | 1 | 5 | 0 | SCMH | U
METLG210 | UNK | 883 | 1 | 5 | 0 | SCMH | U
U16 | UNK | 25 | 1 | 6 | 0 | SCMH | D
G4 | UNK | 565 | 1 | 5 | 0 | SCMH | S
E6VG370 | UNK | 6 | 1 | 5 | 0 | SCMH | U
G4 | UNK | 212 | 1 | 5 | 0 | SCFH | S
ETX6 | UNK | 6 | 1 | 5 | 0 | SCMH | L
MDK16 | UNK | 25 | 1 | 6 | 0 | SCMH | S
BK G65 | UNK | 450 | 1 | 6 | 0 | SCMH | D
U25 | UNK | 25 | 1 | 4 | 0 | SCMH | D
MRD0310B4D | UNK | 310 | 1 | 7 | 0 | SCMH | D
U16 | UNK | 0 | 1 | 5 | 0 | SCFH | S
METLG210 | UNK | 1 | 1 | 5 | 0 | SCMH | U
G65 | UNK | 100 | 1 | 6 | 0 | SCMH | D
3000T/C | UNK | 3000 | 1 | 5 | 0 | SCFH | L
ETUG | UNK | 212 | 1 | 4 | 0 | SCFH | Z
200T/C | UNK | 212 | 1 | 4 | 0 | SCFH | L
U40 | UNK | 1412 | 1 | 5 | 0 | SCFH | S
U6 | UNK | 5 | 1 | 5 | 0 | SCMH | D
U100 | UNK | 6 | 1 | 6 | 0 | SCMH | D
E6VLG310 | UNK | 6 | 1 | 5 | 0 | SCFH | U
U16 | UNK | 1 | 1 | 5 | 0 | SCMH | D
G4SZV | UNK | 6 | 1 | 5 | 0 | SCMH | S
700T/C | UNK | 700 | 1 | 5 | 0 | SCMH | L
200T/C | UNK | 200 | 1 | 5 | 0 | SCMH | L
1200T/C | UNK | 1200 | 1 | 5 | 0 | SCMH | L
350T/C | UNK | 350 | 1 | 5 | 0 | SCMH | L
1.5M125 | UNK | 1500 | 1 | 5 | 0 | SCMH | R
ETUG | UNK | 212 | 1 | 6 | 0 | SCMH | S
U6 | UNK | 6 | 1 | 6 | 0 | SCFH | Z
UNKNOWN | UNK | 212 | 1 | 6 | 0 | SCFH | Z
11M125 | UNK | 11000 | 1 | 5 | 0 | SCFH | R
E6VLG310 | UNK | 6 | 1 | 5 | 0 | SCMH | S
BK G16 | UNK | 25 | 1 | 6 | 0.1 | SCMH | S
U25 | UNK | 25 | 1 | 7 | 0 | SCMH | D
METLG210 | UNK | 212 | 1 | 5 | 0 | SCMH | U
E6VLG310P | UNK | 6 | 1 | 5 | 0 | SCMH | U
G4 | UNK | 6 | 1 | 6 | 0 | SCMH | D
U6 | UNK | 212 | 1 | 6 | 1 | SCFH | S
U6 | UNK | 6 | 1 | 5 | 0 | SCFH | D
BK G25 | UNK | 25 | 1 | 6 | 0 | SCMH | D
U16 | UNK | 16 | 1 | 5 | 0 | SCFH | D
E6V210 | UNK | 6 | 1 | 5 | 0 | SCFH | U
U6/G4 | UNK | 1 | 1 | 5 | 0 | SCMH | D
BK G100 | UNK | 160 | 1 | 7 | 1 | SCMH | S
U16 R5 | UNK | 0 | 1 | 4 | 0 | SCFH | S
U160 | UNK | 0 | 1 | 6 | 100 | SCFH | S
U6 | UNK | 6 | 1 | 4 | 0 | SCMH | S
MRD0200A1Q | UNK | 0 | 1 | 6 | 0 | SCMH | R
ETUG | UNK | 0 | 1 | 4 | 0 | SCFH | Z
G4 | UNK | 0 | 1 | 5 | 1 | SCMH | S
Libra200 | UNK | 6 | 1 | 5 | 0 | SCMH | S
METLG210 | UNK | 6 | 1 | 5 | 0 | SCMH | S
METUG | UNK | 6 | 1 | 5 | 0 | SCMH | U
METLG210 | UNK | 6 | 1 | 5 | 0 | SCMH | Z
ETX6 | UNK | 212 | 1 | 5 | 0 | SCMH | S
G4 | UNK | 212 | 1 | 4 | 0 | SCFH | U
U6/G4 | UNK | 6 | 1 | 5 | 0 | SCMH | S
U16 R5 | UNK | 565 | 1 | 5 | 0 | SCMH | S
U6 | UNK | 1 | 1 | 5 | 0 | SCMH | Z
ETGW | UNK | 212 | 1 | 5 | 0 | SCMH | S
G4 | UNK | 212 | 1 | 4 | 0 | SCFH | S
ETUG | UNK | 6 | 1 | 5 | 0 | SCMH | S
ETUG | UNK | 6 | 1 | 5 | 0 | SCMH | U
U40 | UNK | 1412 | 1 | 4 | 0 | SCFH | S
MDA16 | UNK | 16 | 1 | 6 | 0 | SCMH | Z
U6 | UNK | 212 | 1 | 4 | 1 | SCFH | S
U40 | UNK | 1412 | 1 | 4 | 0 | SCFH | D
SC6 | UNK | 212 | 1 | 4 | 0 | SCFH | Z
G4 | UNK | 212 | 1 | 4 | 0 | SCFH | Z
U6 R5 | UNK | 0 | 1 | 4 | 0 | SCFH | L
400T/C | UNK | 1 | 1 | 4 | 0 | SCFH | Z
U40 R5 | UNK | 1412 | 1 | 6 | 0 | SCFH | Z
MDU16W | UNK | 16 | 1 | 6 | 0 | SCMH | S
ETX6 | UNK | 565 | 1 | 4 | 0 | SCFH | S
MDU25W | UNK | 25 | 1 | 6 | 0 | SCMH | S
E6 | UNK | 6 | 1 | 6 | 0 | SCMH | S
U16 | UNK | 550 | 1 | 6 | 0 | SCMH | S
METLG210 | UNK | 212 | 1 | 5 | 0 | SCMH | S
U16 | UNK | 16 | 1 | 5 | 0 | SCMH | D
U6 | UNK | 212 | 100 | 4 | 0 | SCMH | S
U25 | UNK | 25 | 1 | 6 | 0 | SCMH | S
E6VLG310 | UNK | 6 | 1 | 5 | 0 | SCMH | U
ETUG | UNK | 6 | 1 | 5 | 0 | SCMH | D
U16 | UNK | 1 | 1 | 4 | 0 | SCMH | Z
U6 | UNK | 6 | 1 | 4 | 0 | SCFH | Z
U25 | UNK | 883 | 1 | 4 | 0 | SCFH | D
U6 | UNK | 212 | 1 | 5 | 0 | SCMH | U
U6 | UNK | 883 | 1 | 4 | 0 | SCFH | S
METUG | UNK | 0 | 1 | 5 | 0 | SCMH | Z
U6 | UNK | 212 | 1 | 4 | 0 | SCFH | U
U65 | UNK | 65 | 1 | 6 | 0 | SCFH | S
U6 | UNK | 6 | 1 | 6 | 0 | SCMH | S
ETUG | UNK | 6 | 1 | 4 | 0 | SCFH | S
350T/C | UNK | 1 | 1 | 4 | 0 | SCFH | Z
G10 | UNK | 6 | 1 | 5 | 0 | SCMH | S
G4/U6 | UNK | 212 | 1 | 5 | 0 | SCMH | S
U25 | UNK | 883 | 1 | 4 | 0 | SCFH | S
METLG210 | UNK | 6 | 1 | 5 | 0 | SCMH | U
ETX6 | UNK | 6 | 1 | 5 | 0 | SCMH | U
U25 | UNK | 25 | 1 | 6 | 0 | SCFH | D
G40 | UNK | 65 | 1 | 6 | 0 | SCMH | R
U6 | UNK | 220 | 1 | 4 | 0 | SCFH | S
U65 | UNK | 2296 | 1 | 6 | 0 | SCFH | L
MDU25W | UNK | 0 | 1 | 6 | 0 | SCMH | S
U65 | UNK | 1 | 1 | 6 | 0 | SCFH | S
U100 | UNK | 1 | 1 | 6 | 0 | SCFH | S
U40 | UNK | 40 | 1 | 6 | 0 | SCMH | S
U25 | UNK | 880 | 1 | 5 | 0 | SCFH | S
METUG | UNK | 6 | 1 | 4 | 0 | SCFH | S
MDA16 | UNK | 6 | 1 | 6 | 0 | SCMH | S
U6 | UNK | 0 | 1 | 6 | 0 | SCFH | Z
ETUG | UNK | 212 | 1 | 4 | 0 | SCFH | U
U25 | UNK | 0 | 1 | 6 | 0 | SCFH | S
ETUG | UNK | 212 | 1 | 5 | 0 | SCMH | S
4500T/C | UNK | 4500 | 1 | 6 | 0 | SCFH | L
U65 | UNK | 2294 | 1 | 4 | 0 | SCFH | S
G4 | UNK | 6 | 1 | 5 | 0 | SCMH | D
U25 | UNK | 565 | 1 | 4 | 0 | SCFH | S
UNKNOWN | UNK | 250 | 1 | 4 | 0 | SCFH | Z
G4SC | UNK | 0 | 1 | 5 | 0 | SCMH | Z
METUG | UNK | 212 | 1 | 5 | 0 | SCMH | S
G4SC | UNK | 6 | 1 | 5 | 0 | SCMH | S
U16 | UNK | 16 | 1 | 8 | 0 | SCMH | D
BK G10 | UNK | 16 | 1 | 6 | 0 | SCMH | D
U25 | UNK | 25 | 1 | 6 | 0 | SCFH | S
UNKNOWN | UNK | 0 | 1 | 5 | 0 | SCFH | R
UNKNOWN | UNK | 212 | 1 | 4 | 0 | SCFH | L
UNKNOWN | UNK | 880 | 1 | 4 | 0 | SCFH | Z
U40 | UNK | 0 | 1 | 6 | 100 | SCFH | D
UNKNOWN | UNK | 0 | 1 | 4 | 0 | SCFH | L
UNKNOWN | UNK | 880 | 1 | 6 | 0 | SCFH | T
G100 | UNK | 160 | 1 | 7 | 0 | SCMH | S
ETX6 | UNK | 6 | 1 | 5 | 0 | SCMH | S
U16 | UNK | 565 | 1 | 5 | 0 | SCFH | S
U6 | UNK | 200 | 1 | 6 | 0 | SCFH | S
U6 R5 | UNK | 565 | 1 | 4 | 0 | SCFH | S
MDA16 | UNK | 565 | 1 | 6 | 0 | SCMH | Z
UNKNOWN | UNK | 6 | 1 | 5 | 0 | SCMH | Z
E6 | UNK | 212 | 1 | 5 | 0 | SCMH | U
U25 | UNK | 880 | 1 | 4 | 0 | SCFH | S
SC6 | UNK | 212 | 1 | 4 | 0 | SCFH | S
U65 | UNK | 65 | 1 | 6 | 0 | SCMH | S
U6 | UNK | 0 | 1 | 6 | 0 | SCFH | S
U6 | UNK | 6 | 1 | 5 | 0 | SCMH | U
U25 | UNK | 883 | 1 | 5 | 0 | SCFH | S
U6 | UNK | 212000 | 1 | 4 | 0 | SCFH | S
UNKNOWN | UNK | 1412 | 1 | 4 | 0 | SCFH | S
U6 | UNK | 0 | 100 | 4 | 0 | SCFH | Z
UNKNOWN | UNK | 0 | 1 | 5 | 0 | SCFH | L
UNKNOWN | UNK | 0 | 1 | 5 | 0 | SCFH | D
UNKNOWN | UNK | 0 | 1 | 4 | 0 | SCFH | S
UNKNOWN | UNK | 0 | 1 | 6 | 0 | SCFH | L
U16 | UNK | 16 | 1 | 6 | 0 | SCMH | S
G4 | UNK | 6 | 1 | 5 | 0 | SCMH | L
U25 | UNK | 0 | 1 | 6 | 0 | SCMH | S
UNKNOWN | UNK | 0 | 1 | 5 | 0 | SCFH | S
UNKNOWN | UNK | 212 | 1 | 5 | 0 | SCFH | L
U6 | UNK | 0 | 1 | 6 | 0 | SCMH | Z
RG5000 | UNK | 565 | 1 | 4 | 0 | SCFH | S
U6 R5 | UNK | 212 | 1 | 4 | 0 | SCFH | L
100T/C | UNK | 100 | 1 | 4 | 0 | SCFH | S
UNKNOWN | UNK | 0 | 1 | 4 | 0 | SCFH | D
UNKNOWN | UNK | 0 | 1 | 4 | 0 | SCFH | Z
UNKNOWN | UNK | 212 | 1 | 4 | 0 | SCFH | S
U65 | UNK | 2296 | 1 | 6 | 0 | SCFH | D
400T/C | UNK | 400 | 1 | 4 | 0 | SCFH | Z
UNKNOWN | UNK | 0 | 1 | 6 | 0 | SCFH | R
200T/C | UNK | 200 | 1 | 4 | 0 | SCFH | L
UNKNOWN | UNK | 0 | 1 | 5 | 0 | SCFH | Z
UNKNOWN | UNK | 0 | 1 | 6 | 0 | SCFH | S
MDA16W | UNK | 0 | 1 | 6 | 0 | SCMH | Z
U16 | UNK | 212 | 1 | 4 | 0 | SCFH | Z
UNKNOWN | UNK | 0 | 1 | 6 | 0 | SCFH | D
UNKNOWN | UNK | 0 | 1 | 6 | 0 | SCFH | Z
U65 | UNK | 1 | 1 | 6 | 0 | SCFH | Z
U100 | UNK | 1 | 1 | 6 | 0 | SCFH | Z
400T/C | UNK | 400 | 1 | 4 | 0 | SCFH | L
U16 | UNK | 565 | 1 | 6 | 0 | SCMH | S
U65 | UNK | 65 | 1 | 7 | 0 | SCMH | D
700T/C | UNK | 700 | 1 | 5 | 0 | SCFH | L
U6 R5 | UNK | 6 | 1 | 4 | 0 | SCFH | Z
U16 R5 | UNK | 0 | 1 | 4 | 0 | SCFH | Z
G4 | UNK | 6 | 1 | 4 | 0 | SCFH | S
G4 | UNK | 0 | 1 | 4 | 0 | SCMH | S
U40 | UNK | 1412 | 1 | 6 | 0 | SCFH | Z
MDA25 | UNK | 0 | 1 | 6 | 0 | SCMH | S
U100 | UNK | 100 | 1 | 6 | 0 | SCMH | S
U6 | UNK | 565 | 1 | 4 | 0 | SCFH | S
MDA16 | UNK | 0 | 1 | 6 | 0 | SCMH | S
MDA65 | UNK | 0 | 1 | 6 | 0 | SCMH | S
U6 | UNK | 0 | 1 | 5 | 0 | SCMH | S
ETUG | UNK | 0 | 1 | 4 | 0 | SCFH | S
400T/C | UNK | 400 | 1 | 4 | 0 | SCFH | S
1200T/C | UNK | 1200 | 1 | 5 | 0 | SCFH | L
U25 | UNK | 883 | 1 | 6 | 0 | SCFH | L
UNKNOWN | UNK | 0 | 1 | 7 | 0 | SCFH | Z
U6 R5 | UNK | 6 | 1 | 5 | 0 | SCMH | S
D5 | UNK | 0 | 0.01 | 8 | 0 | SCFH | Z
ETUG | UNK | 6 | 1 | 5 | 0 | SCMH | Z
G4SC | UNK | 0 | 1 | 5 | 0 | SCMH | S
METGW | UNK | 0 | 1 | 5 | 0 | SCMH | S
U16 | UNK | 16 | 1 | 4 | 0 | SCMH | D
U6 R5 | UNK | 212 | 1 | 5 | 0 | SCMH | S
MDA16 | UNK | 0 | 1 | 6 | 0 | SCMH | Z
G4 | UNK | 212 | 1 | 5 | 0 | SCMH | D
G4 | UNK | 6 | 1 | 5 | 0 | SCMH | U
E6 | UNK | 212 | 1 | 5 | 0 | SCMH | S
350T/C | UNK | 350 | 1 | 4 | 0 | SCFH | L
U6 | UNK | 212 | 1 | 4 | 0 | SCMH | S
U40 | UNK | 1412 | 1 | 6 | 0 | SCFH | D
U6 | UNK | 212 | 1 | 5 | 0 | SCFH | D
U6 R5 | UNK | 212 | 1 | 4 | 1 | SCFH | S
U6/G4 | UNK | 6 | 1 | 5 | 0 | SCMH | D
350T/C | UNK | 350 | 1 | 4 | 0 | SCFH | S
G4 | UNK | 0 | 1 | 5 | 0 | SCMH | S
U160 R5 | UNK | 5650 | 1 | 6 | 0 | SCFH | S
U40 | UNK | 40 | 1 | 6 | 0 | SCFH | D
U25 R5 | UNK | 883 | 1 | 6 | 10 | SCFH | S
U25 | UNK | 883 | 1 | 6 | 0 | SCMH | Z
E6 | UNK | 212 | 1 | 5 | 0 | SCMH | D
U16 | UNK | 1 | 1 | 4 | 0 | SCFH | S
U65 | UNK | 65 | 1 | 6 | 0 | SCMH | D
U100 | UNK | 3530 | 1 | 6 | 0 | SCFH | S
U100 | UNK | 3511 | 1 | 6 | 0 | SCFH | S
U16 | UNK | 565 | 1 | 4 | 0 | SCMH | S
U6 | UNK | 1 | 1 | 4 | 0 | SCFH | Z
U16 | UNK | 0 | 1 | 6 | 0 | SCMH | D
MDA40 | UNK | 40 | 1 | 6 | 0 | SCMH | S
ETX6 | UNK | 0 | 1 | 5 | 0 | SCMH | Z
U25 | UNK | 25 | 1 | 5 | 0 | SCMH | D
U100 R5 | UNK | 3530 | 1 | 6 | 0 | SCFH | S
MDA160 | UNK | 160 | 1 | 7 | 0 | SCMH | S
E6 | UNK | 6 | 1 | 5 | 0 | SCMH | S
U16 | UNK | 0 | 1 | 4 | 0 | SCFH | D
E6 | UNK | 0 | 1 | 5 | 0 | SCMH | S
U65 | UNK | 0 | 1 | 6 | 0 | SCFH | Z
U6 | UNK | 0 | 1 | 5 | 0 | SCFH | D
U6 | UNK | 200 | 1 | 5 | 0 | SCMH | S
METGW | UNK | 0 | 1 | 5 | 0 | SCMH | Z
U6 | UNK | 212 | 1 | 5 | 0 | SCFH | S
U16 | UNK | 16 | 1 | 6 | 0 | SCMH | D
U40 | UNK | 0 | 1 | 6 | 0 | SCMH | D
U40 | UNK | 40 | 1 | 6 | 0 | SCMH | D
U6 | UNK | 16 | 1 | 5 | 0 | SCMH | D
U6 | UNK | 0 | 1 | 5 | 0 | SCMH | D
U100 | UNK | 100 | 1 | 6 | 0 | SCMH | D
U6 | UNK | 6 | 1 | 6 | 0 | SCMH | D
U25 | UNK | 25 | 1 | 6 | 0 | SCMH | D
U6 | UNK | 6 | 1 | 5 | 0 | SCMH | D
U6 | UNK | 1 | 1 | 4 | 0 | SCFH | S
U16 | UNK | 0 | 1 | 4 | 0 | SCFH | S
U6 | UNK | 212 | 1 | 4 | 0 | SCMH | D
U6 | UNK | 0 | 1 | 4 | 0 | SCFH | L
U100 | UNK | 3530 | 1 | 6 | 0 | SCFH | Z
U25 | UNK | 0 | 1 | 6 | 0 | SCFH | Z
U16 | UNK | 0 | 1 | 4 | 0 | SCFH | Z
U16 | UNK | 1 | 1 | 4 | 0 | SCFH | Z
U160 | UNK | 5650 | 1 | 6 | 0 | SCFH | S
G4 | UNK | 6 | 100 | 5 | 0 | SCMH | Z
U6 | UNK | 212 | 0.1 | 4 | 0 | SCFH | S
U6 | UNK | 6 | 1 | 4 | 0 | SCFH | D
U6 | UNK | 212 | 1 | 5 | 0 | SCMH | D
U6 | UNK | 212 | 1 | 5 | 0 | SCMH | S
E6 | UNK | 0 | 1 | 5 | 0 | SCMH | U
U16 | UNK | 565 | 1 | 4 | 0 | SCFH | D
U16 | UNK | 0 | 1 | 6 | 0 | SCFH | Z
U6 | UNK | 212 | 1 | 5 | 0 | SCFH | Z
U6 | UNK | 212 | 1 | 4 | 0 | SCFH | R
100T/C | UNK | 100 | 1 | 4 | 0 | SCFH | Z
U25 | UNK | 883 | 1 | 6 | 0 | SCMH | S
100T/C | UNK | 212 | 1 | 4 | 0 | SCFH | L
U6 | UNK | 6 | 1 | 5 | 0 | SCMH | S
U65 | UNK | 2296 | 1 | 6 | 0 | SCFH | S
U40 | UNK | 1412 | 1 | 6 | 0 | SCFH | S
U25 R5 | UNK | 883 | 1 | 6 | 0 | SCFH | S
U65 R5 | UNK | 2296 | 1 | 6 | 0 | SCFH | S
E6 | UNK | 0 | 1 | 5 | 0 | SCMH | Z
U25 | UNK | 883 | 1 | 6 | 0 | SCFH | S
U16 | UNK | 212 | 1 | 4 | 0 | SCFH | S
U16 | UNK | 565 | 1 | 4 | 0 | SCFH | L
U16 | UNK | 0 | 1 | 6 | 0 | SCFH | D
U40 R5 | UNK | 1412 | 1 | 6 | 0 | SCFH | S
U6 R5 | UNK | 6 | 1 | 4 | 0 | SCFH | S
100T/C | UNK | 100 | 1 | 4 | 0 | SCFH | L
U40 | UNK | 212 | 1 | 6 | 0 | SCMH | D
U16 | UNK | 565 | 1 | 6 | 0 | SCFH | S
U25 | UNK | 883 | 1 | 6 | 0 | SCFH | Z
U6 | UNK | 212 | 1 | 6 | 0 | SCFH | D
400T/C | UNK | 1 | 1 | 4 | 0 | SCFH | S
U6 R5 | UNK | 11000 | 1 | 4 | 0 | SCFH | S
G4 | UNK | 0 | 1 | 5 | 1 | SCMH | Z
U6 R5 | UNK | 25 | 1 | 4 | 0 | SCFH | Z
100T/C | UNK | 25 | 1 | 4 | 0 | SCFH | L
U6 | UNK | 0 | 1 | 4 | 0 | SCFH | S
U6 | UNK | 11000 | 1 | 4 | 0 | SCFH | S
U16 | UNK | 565 | 1 | 4 | 0 | SCFH | S
U6 | UNK | 0 | 1 | 4 | 0 | SCFH | D
U16 R5 | UNK | 565 | 1 | 4 | 0 | SCFH | S
700T/C | UNK | 700 | 1 | 4 | 0 | SCFH | S
U6 | UNK | 212 | 1 | 6 | 0 | SCFH | S
G4 | UNK | 212 | 1 | 5 | 0 | SCMH | S
ETGW | UNK | 212 | 1 | 4 | 0 | SCFH | S
U16 | UNK | 565 | 1 | 6 | 0 | SCFH | Z
U65 | UNK | 2296 | 1 | 6 | 0 | SCFH | Z
U6 | UNK | 212 | 1 | 4 | 0 | SCFH | L
U6 R5 | UNK | 200 | 1 | 4 | 0 | SCFH | S
U6 | UNK | 6 | 1 | 4 | 0 | SCFH | S
MDA16 | UNK | 16 | 1 | 6 | 0 | SCMH | S
MDA25 | UNK | 25 | 1 | 6 | 0 | SCMH | S
U25 | UNK | 883 | 1 | 6 | 0 | SCFH | D
G4 | UNK | 0 | 1 | 5 | 0 | SCMH | Z
U6 | UNK | 0 | 1 | 5 | 0 | SCMH | Z
U6 R5 | UNK | 212 | 1 | 5 | 0 | SCMH | Z
U6 R5 | UNK | 0 | 1 | 4 | 0 | SCFH | S
METUG | UNK | 212 | 1 | 5 | 0 | SCMH | Z
G4 | UNK | 212 | 1 | 5 | 0 | SCMH | Z
U6 | UNK | 1 | 1 | 4 | 0 | SCFH | D
SC6 | UNK | 212 | 1 | 4 | 0 | SCFH | D
G4 | UNK | 6 | 1 | 5 | 0 | SCMH | S
ETUG | UNK | 212 | 1 | 4 | 0 | SCFH | S
METUG | UNK | 6 | 1 | 5 | 0 | SCMH | S
U6 | UNK | 200 | 1 | 6 | 0 | SCFH | Z
U16 | UNK | 565 | 1 | 4 | 0 | SCFH | Z
U6 R5 | UNK | 0 | 1 | 5 | 0 | SCMH | Z
U6 R5 | UNK | 212 | 1 | 4 | 0 | SCFH | S
U6 R5 | UNK | 0 | 1 | 4 | 0 | SCFH | D
U6 | UNK | 6 | 1 | 5 | 0 | SCMH | Z
U6 | UNK | 212 | 1 | 5 | 0 | SCMH | Z
G4 | UNK | 6 | 1 | 5 | 0 | SCMH | Z
U6 R5 | UNK | 212 | 1 | 4 | 0 | SCFH | Z
U6 R5 | UNK | 0 | 100 | 4 | 0 | SCFH | Z
U6 | UNK | 0 | 1 | 4 | 0 | SCFH | Z
ET | UNK | 212 | 1 | 4 | 0 | SCFH | Z
U6 | UNK | 212 | 100 | 4 | 0 | SCFH | D
E6 | UNK | 6 | 1 | 5 | 0 | SCMH | U
U16 | UNK | 1 | 100 | 4 | 0 | SCFH | Z
UNKNOWN | UNK | 800 | 1 | 6 | 0 | SCFH | R
U6 | UNK | 212 | 1 | 4 | 0 | SCFH | S
UNKNOWN | UNK | 212 | 1 | 4 | 0 | SCMH | D
U6 R5 | UNK | 212 | 1 | 4 | 0 | SCFH | D
UNKNOWN | UNK | 212 | 1 | 5 | 0 | SCMH | Z
UNKNOWN | UNK | 212 | 1 | 5 | 0 | SCMH | D
METGW | UNK | 6 | 1 | 5 | 0 | SCMH | S
UNKNOWN | UNK | 883 | 1 | 4 | 0 | SCFH | D
U6 | UNK | 212 | 100 | 4 | 0 | SCFH | S
U6 | UNK | 212 | 1 | 4 | 0 | SCFH | D
UNKNOWN | UNK | 212 | 1 | 4 | 0 | SCFH | Z
UNKNOWN | UNK | 212 | 1 | 4 | 0 | SCFH | D
U6 R5 | UNK | 0 | 1 | 4 | 0 | SCFH | Z
E6 | UNK | 6 | 1 | 5 | 0 | SCMH | Z
U6 R5 | UNK | 212 | 100 | 4 | 0 | SCFH | S
U6 | UNK | 212 | 1 | 4 | 0 | SCFH | Z
METKR | KRO | 6 | 1 | 6 | 0 | SCMH | S
MDK16 | KRO | 16 | 1 | 6 | 1 | SCMH | S
U16 | KRO | 16 | 1 | 4 | 0 | SCMH | S
MDK25 | KRO | 25 | 1 | 6 | 0.1 | SCMH | D
MDK65 | KRO | 65 | 1 | 6 | 0 | SCMH | R
BK G25 | KRO | 25 | 1 | 6 | 0 | SCMH | S
MDK25 | KRO | 25 | 1 | 6 | 0.01 | SCMH | D
G4 | KRO | 600 | 1 | 5 | 0 | SCMH | S
G4 | KRO | 883 | 1 | 5 | 0 | SCMH | S
MDK16 | KRO | 212 | 1 | 6 | 0 | SCMH | S
G4 | KRO | 65 | 1 | 6 | 0 | SCMH | S
MDK16 | KRO | 883 | 1 | 6 | 0 | SCMH | S
MDK16 | KRO | 40 | 1 | 6 | 0 | SCMH | S
MDA16 | KRO | 6 | 1 | 5 | 0 | SCMH | S
ETGW | KRO | 212 | 1 | 4 | 0 | SCFH | U
MDK40 | KRO | 40 | 1 | 6 | 1 | SCMH | S
MDK25 | KRO | 6 | 1 | 6 | 0 | SCMH | D
U6 | KRO | 6 | 1 | 4 | 0 | SCMH | S
G4 | KRO | 6 | 1 | 5 | 1 | SCMH | U
MDK160 | KRO | 160 | 1 | 7 | 0.1 | SCMH | S
G4 | KRO | 6 | 1 | 6 | 0 | SCMH | R
MDK25 | KRO | 2296 | 1 | 6 | 0 | SCMH | S
MDK160 | KRO | 160 | 1 | 6 | 0 | SCMH | D
MDK16 | KRO | 100 | 1 | 6 | 0 | SCMH | S
U16 | KRO | 565 | 1 | 6 | 0 | SCMH | S
BK G6 | KRO | 6 | 1 | 5 | 0 | SCMH | S
MDK100 | KRO | 16 | 1 | 6 | 0 | SCMH | S
MDK65 | KRO | 65 | 1 | 6 | 0.01 | SCMH | S
G160 | KRO | 250 | 1 | 7 | 0 | SCMH | R
MDK65 | KRO | 16 | 1 | 6 | 0 | SCMH | S
BK G16 | KRO | 25 | 1 | 6 | 1 | SCMH | S
MDK160 | KRO | 160 | 1 | 7 | 0.01 | SCMH | S
G10 | KRO | 16 | 1 | 6 | 0.01 | SCMH | S
MDK16 | KRO | 25 | 1 | 6 | 0 | SCMH | S
G4 | KRO | 6 | 1 | 5 | 0.1 | SCMH | S
U40 | KRO | 6 | 1 | 5 | 0 | SCMH | Z
MDA25 | KRO | 25 | 1 | 6 | 0 | SCMH | R
MDK16 | KRO | 3511 | 1 | 6 | 0 | SCMH | S
G4 | KRO | 70 | 1 | 5 | 0 | SCMH | S
G4 | KRO | 4 | 1 | 5 | 0 | SCMH | D
MDA16 | KRO | 212 | 1 | 6 | 0 | SCMH | S
MDK25 | KRO | 25 | 1 | 6 | 1 | SCMH | S
MDK65 | KRO | 65 | 1 | 6 | 0.1 | SCMH | S
BK G10 | KRO | 6 | 1 | 6 | 0 | SCMH | S
G40 | KRO | 40 | 1 | 6 | 0 | SCMH | S
MDK16 | KRO | 0 | 1 | 6 | 0 | SCMH | S
U40 | KRO | 1412 | 1 | 6 | 0 | SCMH | S
MDK100 | KRO | 16 | 1 | 6 | 0 | SCMH | D
MDK25 | KRO | 250 | 1 | 6 | 0 | SCMH | R
G4 | KRO | 16 | 1 | 6 | 0 | SCFH | S
G10 | KRO | 212 | 1 | 6 | 0 | SCMH | S
BK G4E | KRO | 6 | 1 | 5 | 0 | SCMH | S
U16 | KRO | 16 | 1 | 7 | 0 | SCMH | D
MDK25 | KRO | 25 | 1 | 6 | 0.01 | SCMH | S
U16 | KRO | 16 | 1 | 6 | 0 | SCMH | Z
BK-G4 | KRO | 6 | 1 | 5 | 0 | SCMH | S
G4 | KRO | 5 | 1 | 6 | 0 | SCMH | D
MDK160 | KRO | 160 | 1 | 7 | 1 | SCMH | S
MDK100 | KRO | 100 | 1 | 6 | 0.01 | SCMH | S
G4 | KRO | 21 | 1 | 5 | 0 | SCMH | S
MDK25 | KRO | 25 | 1 | 6 | 0.1 | SCMH | S
G4 | KRO | 60000 | 1 | 5 | 0 | SCMH | S
U6 | KRO | 16 | 1 | 5 | 0 | SCMH | D
U40 | KRO | 1413 | 1 | 6 | 0 | SCFH | S
BK G10 | KRO | 16 | 1 | 6 | 0 | SCMH | D
MDK25 | KRO | 65 | 1 | 6 | 0 | SCMH | S
BK G4E | KRO | 6 | 1 | 5 | 0 | SCMH | Z
G4 | KRO | 6 | 1 | 5 | 1 | SCMH | T
MDK40 | KRO | 40 | 1 | 6 | 0 | SCMH | R
MDK16 | KRO | 16 | 1 | 6 | 0.1 | SCMH | S
METGW | KRO | 0 | 1 | 5 | 0 | SCMH | Z
MDK160 | KRO | 160 | 1 | 7 | 0 | SCMH | D
MDK40 | KRO | 40 | 1 | 6 | 0 | SCMH | D
MDA100 | KRO | 100 | 1 | 6 | 0 | SCMH | D
MDK16 | KRO | 16 | 1 | 7 | 0 | SCMH | S
METKR | KRO | 40 | 1 | 6 | 0 | SCMH | S
MDK25 | KRO | 0 | 1 | 6 | 0 | SCMH | S
MDK65 | KRO | 6 | 1 | 6 | 0 | SCMH | S
METKR | KRO | 6 | 1 | 5 | 0 | SCMH | Z
MDA25 | KRO | 6 | 1 | 6 | 0 | SCMH | S
MDK100 | KRO | 100 | 1 | 6 | 0.1 | SCMH | S
BK G10 | KRO | 40 | 1 | 6 | 0 | SCMH | S
MDK160 | KRO | 160 | 1 | 7 | 0 | SCMH | R
G40 | KRO | 65 | 1 | 6 | 0 | SCMH | R
MDK16 | KRO | 1075 | 1 | 6 | 0 | SCMH | S
G4 | KRO | 200 | 1 | 5 | 0 | SCMH | S
BK G40 | KRO | 65 | 1 | 6 | 0.1 | SCMH | S
MDK16 | KRO | 160 | 1 | 7 | 0 | SCMH | S
MDA25 | KRO | 100 | 1 | 6 | 0 | SCMH | S
G16 | KRO | 25 | 1 | 6 | 0 | SCMH | U
G10 | KRO | 100 | 1 | 6 | 0 | SCMH | S
MDK16 | KRO | 65 | 1 | 6 | 0 | SCMH | S
U6 | KRO | 6 | 1 | 4 | 0 | SCFH | D
U16 R5 | KRO | 16 | 1 | 6 | 0 | SCMH | S
G4 | KRO | 212 | 1 | 5 | 0 | SCFH | S
MDA160 | KRO | 65 | 1 | 6 | 0 | SCMH | S
U16 | KRO | 6 | 1 | 5 | 0 | SCMH | S
U65 R5 | KRO | 2296 | 1 | 6 | 0 | SCMH | S
G4 | KRO | 6 | 1 | 5 | 0.01 | SCMH | S
E6 | KRO | 6 | 1 | 5 | 0 | SCMH | S
E6VLG310 | KRO | 6 | 1 | 5 | 0 | SCMH | S
U6 | KRO | 25 | 1 | 6 | 0 | SCMH | D
G100 | KRO | 100 | 1 | 6 | 0 | SCMH | S
MDK25 | KRO | 25 | 0.01 | 6 | 0 | SCMH | S
U6 | KRO | 16 | 1 | 6 | 0 | SCMH | S
MTA650TE | KRO | 6 | 1 | 5 | 0 | SCMH | S
MDK16 | KRO | 6 | 1 | 6 | 0 | SCMH | D
U16 R5 | KRO | 212 | 1 | 5 | 0 | SCFH | S
G10 | KRO | 1 | 1 | 6 | 0 | SCMH | S
U16 | KRO | 6 | 1 | 6 | 0 | SCMH | S
MDK16 | KRO | 16 | 0.01 | 6 | 0 | SCMH | S
G4 | KRO | 6 | 6 | 5 | 0 | SCMH | S
BK-G100E | KRO | 160 | 1 | 7 | 0 | SCMH | S
BK G40 | KRO | 650 | 1 | 7 | 0 | SCMH | R
BK G16 | KRO | 16 | 1 | 6 | 0 | SCMH | S
U16 | KRO | 545 | 1 | 6 | 0 | SCMH | S
BK G40 | KRO | 65 | 1 | 6 | 0 | SCMH | S
MDK65 | KRO | 25 | 1 | 6 | 0 | SCMH | S
MDK40 | KRO | 40 | 1 | 6 | 0 | SCFH | S
E6 | KRO | 6 | 1 | 5 | 0 | SCMH | U
G10 | KRO | 16 | 1 | 6 | 0 | SCMH | R
MDK16 | KRO | 65 | 1 | 7 | 0 | SCMH | S
MDK160 | KRO | 160 | 1 | 6 | 0 | SCMH | S
BK-G4 | KRO | 6 | 1 | 5 | 0 | SCMH | U
MDK25 | KRO | 6 | 1 | 5 | 0 | SCMH | S
MDA160 | KRO | 160 | 1 | 6 | 0 | SCMH | D
U16 | KRO | 16 | 1 | 4 | 0 | SCFH | Z
MDK65 | KRO | 65 | 1 | 5 | 0 | SCMH | S
MDA16 | KRO | 16 | 1 | 5 | 0 | SCMH | S
G4 | KRO | 212 | 1 | 4 | 0 | SCFH | Z
METLG210 | KRO | 6 | 1 | 5 | 0 | SCMH | Z
ETUG | KRO | 0 | 1 | 4 | 0 | SCFH | S
U6 | KRO | 0 | 1 | 4 | 0 | SCFH | S
G4 | KRO | 0 | 1 | 4 | 0 | SCFH | S
ETX6 | KRO | 0 | 1 | 5 | 0 | SCMH | S
G4 | KRO | 6 | 1 | 4 | 0 | SCMH | Z
MDK25 | KRO | 212 | 1 | 5 | 0 | SCMH | S
MDK16 | KRO | 16 | 1 | 7 | 0 | SCFH | S
G4 | KRO | 25 | 1 | 6 | 0 | SCMH | S
MDK65 | KRO | 65 | 1 | 6 | 0 | SCMH | D
MDK100 | KRO | 100 | 1 | 6 | 0 | SCMH | R
U6 | KRO | 212 | 1 | 4 | 0 | SCFH | Z
G4 | KRO | 0 | 1 | 4 | 0 | SCMH | S
METKR | KRO | 0 | 1 | 5 | 0 | SCMH | S
METGW | KRO | 0 | 1 | 5 | 0 | SCMH | S
MDA16 | KRO | 25 | 1 | 6 | 0 | SCMH | S
MDK160 | KRO | 160 | 0.01 | 6 | 0 | SCMH | S
METUG | KRO | 6 | 1 | 5 | 0 | SCMH | U
U25 | KRO | 25 | 1 | 6 | 0 | SCMH | Z
700T/C | KRO | 6 | 1 | 5 | 0 | SCMH | S
U16 R5 | KRO | 16 | 1 | 4 | 0 | SCFH | S
U6 | KRO | 212 | 1 | 4 | 0 | SCMH | S
G4 | KRO | 6 | 1 | 5 | 0.01 | SCFH | S
MDK160 | KRO | 160 | 1 | 7 | 0 | SCFH | S
MDK65 | KRO | 65 | 1 | 7 | 0 | SCMH | S
U25 R5 | KRO | 25 | 1 | 6 | 0 | SCMH | S
BK-G25E | KRO | 40 | 1 | 6 | 0 | SCMH | S
MDK16 | KRO | 16 | 1 | 6 | 0.01 | SCMH | S
BK G4E | KRO | 212 | 1 | 5 | 0 | SCMH | S
MDK160 | KRO | 58157 | 1 | 7 | 0 | SCMH | S
MDK100 | KRO | 6 | 1 | 6 | 0 | SCMH | S
U40 | KRO | 1412 | 1 | 6 | 0 | SCFH | D
MDK16 | KRO | 16 | 10 | 6 | 0 | SCFH | S
G4 | KRO | 6 | 1 | 6 | 0 | SCMH | Z
U100 | KRO | 100 | 0.1 | 6 | 0 | SCMH | D
MDK160 | KRO | 0 | 1 | 7 | 0 | SCMH | D
BK-G40E | KRO | 40 | 1 | 6 | 0 | SCMH | S
BK-G10E | KRO | 16 | 1 | 6 | 0 | SCMH | S
BK G4E | KRO | 0 | 1 | 5 | 0 | SCMH | S
BK G4E | KRO | 212 | 1 | 4 | 0 | SCFH | S
BK G25 | KRO | 40 | 1 | 6 | 0.1 | SCMH | S
U65 | KRO | 65 | 1 | 6 | 0 | SCMH | L
BK G4E | KRO | 6 | 1 | 5 | 0 | SCMH | U
MDK40 | KRO | 40 | 1 | 6 | 0.1 | SCMH | S
U25 | KRO | 212 | 1 | 6 | 0 | SCMH | D
METKR | KRO | 0 | 1 | 5 | 0 | SCMH | Z
G4 | KRO | 16 | 1 | 6 | 0.1 | SCMH | S
MDK40 | KRO | 40 | 10 | 6 | 0 | SCFH | S
BK G4E | KRO | 6 | 1 | 5 | 0 | SCFH | S
BK G100 | KRO | 100 | 1 | 7 | 0 | SCMH | S
G4 | KRO | 6 | 100 | 4 | 0 | SCFH | S
MDK160 | KRO | 0 | 1 | 7 | 0.01 | SCMH | S
G4 | KRO | 6 | 201 | 5 | 0 | SCMH | S
MDK16 | KRO | 565 | 1 | 6 | 0 | SCMH | S
G4 | KRO | 6 | 1 | 5 | 0 | SCFH | D
U6 | KRO | 6 | 1 | 5 | 0 | SCFH | D
BK G4E | KRO | 6 | 1 | 4 | 0 | SCFH | S
BK-G65E | KRO | 100 | 1 | 6 | 0 | SCMH | S
E6 | KRO | 16 | 1 | 6 | 0 | SCMH | S
MDK40 | KRO | 25 | 1 | 6 | 0 | SCMH | D
BK G25 | KRO | 0 | 1 | 6 | 0 | SCMH | S
E6VG370 | KRO | 6 | 1 | 5 | 0 | SCMH | U
G4 | KRO | 4 | 1 | 5 | 0 | SCMH | S
MDK16 | KRO | 6 | 1 | 6 | 0 | SCMH | S
EG4V10 | KRO | 6 | 1 | 5 | 0 | SCMH | S
MDK25 | KRO | 212 | 1 | 7 | 0 | SCFH | S
MDK40 | KRO | 25 | 1 | 6 | 0 | SCMH | S
MDK40 | KRO | 40 | 0.01 | 6 | 0 | SCMH | S
U6 | KRO | 6 | 1 | 6 | 0 | SCFH | S
MDK16 | KRO | 18 | 1 | 6 | 0 | SCMH | S
MDA100 | KRO | 6 | 1 | 6 | 0 | SCMH | S
G4 | KRO | 12 | 1 | 4 | 0 | SCFH | S
MDK65 | KRO | 65 | 0.01 | 6 | 0 | SCFH | S
E6 | KRO | 0 | 1 | 5 | 0 | SCMH | S
MDK25 | KRO | 25 | 1 | 6 | 0 | SCMH | L
MDK100 | KRO | 100 | 1 | 6 | 1 | SCMH | S
BK G100 | KRO | 100 | 1 | 6 | 0 | SCMH | S
METKR | KRO | 65 | 1 | 6 | 0 | SCMH | S
BK G10 | KRO | 6 | 1 | 5 | 0 | SCMH | S
MDA16 | KRO | 25 | 1 | 6 | 0 | SCFH | S
U16 | KRO | 565 | 1 | 5 | 0 | SCFH | S
U6 R5 | KRO | 212 | 0.01 | 6 | 0 | SCFH | S
MDK25 | KRO | 250 | 1 | 6 | 0 | SCMH | S
U16 | KRO | 16 | 1 | 6 | 0 | SCMH | U
G6 | KRO | 6 | 1 | 5 | 0 | SCMH | S
MDK16 | KRO | 13 | 1 | 6 | 0 | SCMH | S
G4 | KRO | 6 | 10 | 5 | 0 | SCFH | S
MDK40 | KRO | 40 | 1 | 6 | 0.01 | SCMH | S
E6 | KRO | 212 | 1 | 5 | 0 | SCMH | S
BK-G10E | KRO | 16 | 1 | 6 | 0 | SCFH | S
MDK65 | KRO | 65 | 0.01 | 6 | 0 | SCMH | S
E6VLG310P | KRO | 6 | 1 | 5 | 0 | SCMH | U
G6 | KRO | 10 | 1 | 5 | 0 | SCMH | S
U40 | KRO | 1412 | 1 | 6 | 0 | SCMH | L
U16 | KRO | 565 | 1 | 6 | 0 | SCFH | S
U16 | KRO | 16 | 1 | 4 | 0 | SCFH | S
MDK100 | KRO | 100 | 1 | 6 | 0 | SCFH | S
U25 | KRO | 16 | 1 | 6 | 0 | SCMH | S
G4 | KRO | 212 | 1 | 6 | 0 | SCMH | S
MDK160 | KRO | 16 | 1 | 6 | 0 | SCMH | S
MDK40 | KRO | 6 | 1 | 6 | 0 | SCMH | S
MDK40 | KRO | 6 | 1 | 5 | 0 | SCMH | U
MDK40 | KRO | 250 | 1 | 6 | 0 | SCMH | S
MDA160 | KRO | 40 | 1 | 7 | 0 | SCMH | S
E6VG370 | KRO | 6 | 1 | 5 | 0 | SCMH | S
METKR | KRO | 100 | 1 | 6 | 0 | SCMH | S
MDK16 | KRO | 16 | 1 | 6 | 0 | SCMH | R
G16 | KRO | 16 | 1 | 6 | 0 | SCMH | D
MDK65 | KRO | 2296 | 1 | 6 | 0 | SCMH | S
BK-G4E | KRO | 6 | 1 | 5 | 0 | SCMH | S
MDA65 | KRO | 100 | 1 | 6 | 0 | SCMH | S
MDK25 | KRO | 40 | 1 | 6 | 0 | SCMH | S
U6 | KRO | 6 | 1 | 5 | 0 | SCFH | Z
MDA16 | KRO | 565 | 1 | 6 | 0 | SCMH | S
G4 | KRO | 212 | 1 | 6 | 0 | SCMH | D
MDK100 | KRO | 100 | 1 | 6 | 0 | SCMH | D
MDK40 | KRO | 883 | 1 | 6 | 0 | SCMH | S
MDK40 | KRO | 1412 | 1 | 6 | 0 | SCMH | S
U6 | KRO | 6 | 1 | 4 | 0 | SCFH | S
MDK25 | KRO | 883 | 1 | 6 | 0 | SCMH | D
METKR | KRO | 100 | 1 | 6 | 0 | SCFH | S
METKR | KRO | 212 | 1 | 5 | 0 | SCMH | S
G10 | KRO | 16 | 1 | 6 | 0.1 | SCMH | S
G16 | KRO | 25 | 1 | 6 | 0 | SCMH | D
G4 | KRO | 10 | 1 | 5 | 0 | SCMH | S
BK G10 | KRO | 16 | 1 | 6 | 0.1 | SCMH | S
Libra200 | KRO | 6 | 1 | 5 | 0 | SCMH | U
G4 | KRO | 6 | 1 | 4 | 0 | SCFH | D
U6 | KRO | 1 | 1 | 5 | 0 | SCMH | S
G4 | KRO | 6 | 0.01 | 5 | 0 | SCFH | S
MDK65 | KRO | 65 | 1 | 6 | 1 | SCMH | S
MDK65 | KRO | 0 | 1 | 6 | 0 | SCMH | S
MDA16 | KRO | 6 | 1 | 6 | 0 | SCMH | S
BK G4ES | KRO | 6 | 1 | 5 | 0 | SCMH | S
MDK25 | KRO | 25 | 1 | 6 | 0 | SCMH | R
U100 | KRO | 16 | 1 | 6 | 0 | SCMH | S
G4 | KRO | 6 | 1 | 7 | 0 | SCMH | S
BK G10 | KRO | 10 | 1 | 6 | 0 | SCMH | S
G40 | KRO | 650 | 1 | 7 | 0 | SCMH | S
MDK40 | KRO | 16 | 1 | 6 | 0 | SCMH | S
G65 | KRO | 6 | 1 | 6 | 0 | SCMH | S
MDK65 | KRO | 65 | 1 | 6 | 0 | SCMH | S
MDK16 | KRO | 16 | 1 | 6 | 0 | SCMH | D
G40 | KRO | 65 | 1 | 6 | 0 | SCMH | S
U6 | KRO | 6 | 1 | 5 | 0 | SCMH | L
G100 | KRO | 160 | 1 | 7 | 0 | SCMH | S
G65 | KRO | 40 | 1 | 6 | 0 | SCMH | S
BK G65 | KRO | 100 | 1 | 6 | 0 | SCMH | S
G10 | KRO | 16 | 1 | 5 | 0 | SCMH | S
G4 | KRO | 350 | 1 | 5 | 0 | SCMH | S
U16 | KRO | 16 | 1 | 5 | 0 | SCMH | S
U16 | KRO | 16 | 1 | 6 | 0 | SCMH | R
U6 R5 | KRO | 212 | 1 | 5 | 0 | SCMH | S
BK G25 | KRO | 40 | 1 | 6 | 0 | SCMH | S
MDK25 | KRO | 25 | 1 | 6 | 0 | SCFH | S
U6 | KRO | 6 | 1 | 5 | 0 | SCFH | S
G10 | KRO | 6 | 1 | 6 | 0 | SCMH | S
G4 | KRO | 60 | 1 | 5 | 0 | SCMH | S
METLG210 | KRO | 6 | 1 | 5 | 0 | SCMH | U
G10 | KRO | 25 | 1 | 6 | 0 | SCMH | S
U40 | KRO | 1412 | 1 | 6 | 0 | SCFH | S
MDA160 | KRO | 160 | 1 | 7 | 0 | SCMH | D
MDA65 | KRO | 6 | 1 | 6 | 0 | SCMH | S
METKR | KRO | 6 | 1 | 5 | 0 | SCMH | U
MDK160 | KRO | 16 | 1 | 7 | 0 | SCMH | S
MDK16 | KRO | 16 | 1 | 5 | 0 | SCMH | S
MDK16 | KRO | 16 | 1 | 6 | 0 | SCMH | S
G100 | KRO | 160 | 1 | 6 | 0 | SCMH | S
U6 | KRO | 6 | 1 | 6 | 0 | SCMH | S
G4 | KRO | 6 | 1.023 | 5 | 0 | SCMH | S
MDA25 | KRO | 25 | 1 | 6 | 0 | SCMH | D
BK G10 | KRO | 16 | 1 | 6 | 0 | SCFH | S
MDK160 | KRO | 160 | 1 | 7 | 0 | SCMH | S
U6 | KRO | 6 | 1 | 5 | 0 | SCMH | U
G4 | KRO | 40 | 1 | 5 | 0 | SCMH | S
MDK25 | KRO | 25 | 1 | 6 | 0 | SCMH | D
MDK100 | KRO | 100 | 1 | 6 | 0 | SCMH | S
G65 | KRO | 100 | 1 | 6 | 0 | SCMH | S
G4 | KRO | 2007 | 1 | 5 | 0 | SCMH | S
BK G6 | KRO | 10 | 1 | 5 | 0 | SCMH | S
U16 | KRO | 0 | 1 | 6 | 0 | SCMH | S
U6/G4 | KRO | 6 | 1 | 5 | 0 | SCMH | L
G4 | KRO | 2009 | 1 | 5 | 0 | SCMH | S
U40 R5 | KRO | 1413 | 1 | 6 | 0 | SCFH | S
MDA25 | KRO | 16 | 1 | 6 | 0 | SCMH | S
G4 | KRO | 6 | 1 | 5 | 0 | SCMH | T
G4 | KRO | 2008 | 1 | 5 | 0 | SCMH | S
G4SC | KRO | 6 | 1 | 5 | 0 | SCMH | S
MDK16 | KRO | 16 | 1 | 6 | 0 | SCFH | S
G25 | KRO | 16 | 1 | 6 | 0 | SCMH | S
G4 | KRO | 2010 | 1 | 5 | 0 | SCMH | S
G65 | KRO | 65 | 1 | 6 | 0 | SCMH | S
G40 | KRO | 6 | 1 | 5 | 0 | SCMH | S
MDK16 | KRO | 6 | 1 | 5 | 0 | SCMH | S
MDA16 | KRO | 65 | 1 | 6 | 0 | SCMH | S
MDK25 | KRO | 25 | 1 | 6 | 0 | SCMH | S
BK G40 | KRO | 65 | 1 | 6 | 0 | SCMH | D
U6 | KRO | 5 | 1 | 5 | 0 | SCMH | S
BK G65 | KRO | 65 | 1 | 6 | 0 | SCMH | S
G4/U6 | KRO | 212 | 1 | 5 | 0 | SCMH | S
MDA65 | KRO | 65 | 1 | 6 | 0 | SCMH | D
U100 | KRO | 100 | 1 | 6 | 0 | SCMH | D
G4 | KRO | 0 | 0.01 | 5 | 0 | SCFH | Z
G4/U6 | KRO | 6 | 1 | 5 | 0 | SCMH | U
MDK25 | KRO | 6 | 1 | 6 | 0 | SCMH | S
MDA100 | KRO | 6 | 1 | 5 | 0 | SCMH | S
U25 | KRO | 883 | 1 | 6 | 0 | SCFH | S
U16 | KRO | 16 | 1 | 7 | 0 | SCMH | S
MDK25 | KRO | 16 | 1 | 6 | 0 | SCMH | S
BK G100 | KRO | 160 | 1 | 7 | 0 | SCMH | S
MDA16 | KRO | 16 | 1 | 7 | 0 | SCMH | S
BK G10 | KRO | 25 | 1 | 6 | 0 | SCMH | S
MDK40 | KRO | 40 | 1 | 6 | 0 | SCMH | S
G4 | KRO | 212 | 1 | 5 | 0 | SCMH | U
G4 | KRO | 16 | 1 | 6 | 0 | SCMH | S
U6 | KRO | 6 | 1 | 6 | 0 | SCMH | D
ETUG | KRO | 6 | 1 | 5 | 0 | SCMH | S
G4 | KRO | 0 | 1 | 6 | 0 | SCMH | S
G10 | KRO | 6 | 1 | 5 | 0 | SCMH | S
G4 | KRO | 6 | 1 | 5 | 0 | SCMH | L
G4 | KRO | 8 | 1 | 5 | 0 | SCMH | S
MDA65 | KRO | 65 | 1 | 6 | 0 | SCMH | S
MDA40 | KRO | 883 | 1 | 6 | 0 | SCMH | S
G4 | KRO | 212 | 1 | 4 | 0 | SCMH | S
MDA16 | KRO | 16 | 1 | 6 | 0 | SCMH | S
G250TZ100 | KRO | 6 | 1 | 5 | 0 | SCMH | S
BK G10 | KRO | 16 | 1 | 6 | 0 | SCMH | S
U160 | KRO | 160 | 1 | 7 | 0 | SCMH | S
MDA100 | KRO | 100 | 1 | 6 | 0 | SCMH | S
MDA40 | KRO | 40 | 1 | 6 | 0 | SCMH | D
G4 | KRO | 6 | 5 | 5 | 0 | SCMH | S
G10 | KRO | 16 | 1 | 6 | 0 | SCMH | D
U25 | KRO | 883 | 1 | 6 | 0 | SCMH | Z
MDA160 | KRO | 160 | 1 | 7 | 0 | SCMH | S
G4/U6 | KRO | 6 | 1 | 5 | 0 | SCMH | S
METLG210 | KRO | 6 | 1 | 5 | 0 | SCMH | S
ETX6 | KRO | 6 | 1 | 5 | 0 | SCMH | S
METGW | KRO | 6 | 1 | 5 | 0 | SCMH | S
MDA40 | KRO | 40 | 1 | 6 | 0 | SCMH | S
MDA16 | KRO | 16 | 1 | 6 | 0 | SCMH | D
U100 | KRO | 100 | 1 | 6 | 0 | SCMH | S
U6/G4 | KRO | 6 | 1 | 5 | 0 | SCMH | S
U6 R5 | KRO | 6 | 1 | 5 | 0 | SCMH | S
U65 | KRO | 65 | 1 | 6 | 0 | SCMH | Z
ETX6 | KRO | 6 | 1 | 5 | 0 | SCMH | U
G4 | KRO | 0 | 1 | 6 | 0 | SCMH | Z
U40 | KRO | 100 | 1 | 6 | 0 | SCMH | D
U65 | KRO | 65 | 1 | 6 | 0 | SCMH | D
U40 | KRO | 16 | 1 | 6 | 0 | SCMH | S
U160 | KRO | 160 | 1 | 7 | 0 | SCMH | D
G4 | KRO | 0 | 1 | 5 | 0 | SCFH | Z
G4 | KRO | 1 | 1 | 5 | 0 | SCMH | Z
U16 | KRO | 16 | 1 | 5 | 0 | SCMH | D
U160 | KRO | 5650 | 1 | 7 | 0 | SCMH | Z
U65 | KRO | 65 | 1 | 6 | 0 | SCMH | S
MDA25 | KRO | 25 | 1 | 6 | 0 | SCMH | S
METKR | KRO | 6 | 1 | 5 | 0 | SCMH | S
G4 | KRO | 6 | 0.1 | 6 | 0 | SCFH | S
METUG | KRO | 0 | 1 | 5 | 0 | SCMH | Z
U16 | KRO | 0 | 1 | 6 | 0 | SCMH | D
G16 | KRO | 16 | 1 | 6 | 0 | SCMH | S
G4 | KRO | 65 | 1 | 5 | 0 | SCMH | S
G4 | KRO | 6000 | 1 | 5 | 0 | SCMH | S
BK G16 | KRO | 25 | 1 | 6 | 0 | SCMH | S
U6 | KRO | 6 | 1 | 5 | 0 | SCMH | S
G16 | KRO | 25 | 1 | 6 | 0 | SCMH | S
G25 | KRO | 25 | 1 | 6 | 0 | SCMH | S
U25 | KRO | 25 | 1 | 6 | 0 | SCMH | S
U6 | KRO | 212 | 1 | 5 | 0 | SCMH | S
G4 | KRO | 1.0226 | 1 | 5 | 0 | SCMH | S
G4 | KRO | 0 | 1 | 5 | 0 | SCMH | D
G4 | KRO | 25 | 1 | 5 | 0 | SCMH | S
G25 | KRO | 40 | 1 | 6 | 0 | SCMH | S
G4 | KRO | 0 | 1 | 5 | 0 | SCMH | U
U6 | KRO | 6 | 1 | 4 | 0 | SCMH | D
G4 | KRO | 5 | 1 | 5 | 0 | SCMH | S
E6 | KRO | 0 | 1 | 5 | 0 | SCMH | Z
U25 | KRO | 25 | 1 | 6 | 0 | SCFH | S
G4 | KRO | 0 | 100 | 5 | 0 | SCMH | Z
U6 | KRO | 0 | 1 | 5 | 0 | SCMH | Z
U6 | KRO | 6 | 1 | 5 | 0 | SCMH | D
U6 | KRO | 212 | 1 | 4 | 0 | SCFH | S
U25 R5 | KRO | 883 | 1 | 6 | 0 | SCFH | S
G4 | KRO | 2262 | 1 | 5 | 0 | SCMH | S
U6 R5 | KRO | 212 | 1 | 4 | 0 | SCFH | S
U16 R5 | KRO | 565 | 1 | 5 | 0 | SCFH | S
G4 | KRO | 2262 | 1 | 6 | 0 | SCMH | S
G4 | KRO | 6 | 1 | 5 | 0 | SCMH | R
U16 | KRO | 16 | 1 | 6 | 0 | SCMH | S
G4 | KRO | 0 | 1 | 5 | 1 | SCMH | S
SC6 | KRO | 6 | 1 | 5 | 0 | SCMH | S
U25 | KRO | 25 | 1 | 6 | 0 | SCMH | D
U16 | KRO | 16 | 1 | 6 | 0 | SCMH | D
G4 | KRO | 565 | 1 | 5 | 0 | SCMH | S
G4 | KRO | 212 | 1 | 5 | 0 | SCMH | D
G4 | KRO | 6 | 1 | 5 | 1 | SCMH | S
G25 | KRO | 40 | 1 | 6 | 0 | SCMH | D
G4 | KRO | 16 | 1 | 5 | 0 | SCMH | S
G4 | KRO | 212 | 1 | 5 | 0 | SCMH | L
U40 | KRO | 40 | 1 | 6 | 0 | SCMH | D
G4 | KRO | 100 | 1 | 5 | 0 | SCMH | S
G4 | KRO | 6 | 1 | 6 | 0 | SCMH | S
U40 | KRO | 40 | 1 | 6 | 0 | SCMH | S
G4 | KRO | 212 | 1 | 4 | 0 | SCFH | S
G4 | KRO | 6 | 1 | 5 | 0 | SCMH | D
U6 | KRO | 0 | 1 | 5 | 0 | SCMH | S
G4 | KRO | 6 | 1 | 4 | 0 | SCMH | S
G4 | KRO | 6 | 1 | 5 | 0 | SCFH | S
G4 | KRO | 0 | 1 | 5 | 0 | SCMH | Z
G4 | KRO | 0 | 1 | 5 | 0 | SCMH | S
G4 | KRO | 6 | 1 | 5 | 1 | SCMH | D
G4 | KRO | 6 | 0.01 | 5 | 0 | SCMH | S
G4 | KRO | 6 | 1 | 4 | 0 | SCFH | S
G4 | KRO | 1 | 1 | 5 | 0 | SCMH | S
U6 | KRO | 6 | 1 | 5 | 0 | SCMH | Z
G4 | KRO | 2296 | 1 | 5 | 0 | SCMH | S
METUG | KRO | 6 | 1 | 5 | 0 | SCMH | S
G4 | KRO | 6 | 1 | 5 | 1 | SCMH | Z
G4 | KRO | 6 | 1 | 5 | 0 | SCMH | U
G4 | KRO | 212 | 1 | 5 | 0 | SCMH | Z
G4 | KRO | 212 | 1 | 5 | 0 | SCMH | S
G4 | KRO | 6 | 1 | 5 | 0 | SCMH | Z
G10 | KRO | 16 | 1 | 6 | 0 | SCMH | S
G4 | KRO | 6 | 1 | 5 | 0 | SCMH | S
FMRG100 | FMG | 160 | 1 | 7 | 0 | SCMH | R
FMTLT90 | FMG | 2500 | 1 | 8 | 0 | 0 | T
METGW | FMG | 6 | 1 | 5 | 0 | SCMH | S
BK G10 | ELM | 16 | 1 | 6 | 0 | SCMH | S
RABOEG65 | ELM | 100 | 1 | 8 | 0 | SCMH | R
BK-G10E | ELM | 16 | 1 | 6 | 0 | SCMH | S
MDK40E | ELM | 40 | 1 | 6 | 0 | SCMH | S
G4 | ELM | 6 | 1 | 5 | 0 | SCMH | S
G4 | ELM | 212 | 1 | 5 | 0 | SCMH | S
RABOG250 | ELM | 400 | 1 | 8 | 0 | SCMH | R
BK G4E | ELM | 6 | 1 | 5 | 0 | SCMH | S
RABOG250 | ELM | 400 | 1 | 7 | 0 | SCMH | R
RABOG100 | ELM | 160 | 1 | 8 | 0 | SCMH | R
BK-G10E | ELM | 6 | 1 | 5 | 0.1 | SCMH | S
BK-G4 | ELM | 5 | 1 | 5 | 0 | SCMH | S
RABOG160 | ELM | 250 | 1 | 8 | 0 | SCMH | R
BK-G25E | ELM | 40 | 1 | 6 | 0 | SCMH | S
BK G25 | ELM | 40 | 1 | 6 | 0 | SCMH | D
G4 | ELM | 6 | 1 | 6 | 0 | SCMH | S
U65 | ELM | 65 | 1 | 6 | 0 | SCMH | S
BK-G4E | ELM | 212 | 1 | 5 | 0 | SCMH | S
U100 | ELM | 100 | 1 | 5 | 0 | SCMH | S
U16 | ELM | 16 | 1 | 5 | 0 | SCMH | D
BK-G16E | ELM | 16 | 1 | 6 | 0 | SCFH | S
BK-G10E | ELM | 18 | 1 | 6 | 0 | SCMH | S
RABOG25 | ELM | 40 | 0.1 | 6 | 10 | SCMH | R
U25 | ELM | 25 | 1 | 6 | 0 | SCMH | D
RABOG65 | ELM | 100 | 1 | 6 | 10 | SCMH | S
RABOG16 | ELM | 25 | 1 | 6 | 10 | SCMH | R
RABOG40 | ELM | 65 | 1 | 6 | 10 | SCMH | R
RABOG25 | ELM | 40 | 1 | 6 | 0 | SCMH | S
BK-G10E | ELM | 16 | 10 | 6 | 0 | SCMH | S
BK-G25E | ELM | 40 | 1 | 6 | 0 | SCMH | D
G160 | ELM | 250 | 1 | 7 | 0 | SCMH | S
RABOG160 | ELM | 250 | 1 | 7 | 1 | SCMH | S
RABOG16 | ELM | 25 | 1 | 8 | 0 | SCMH | R
BK-G4 | ELM | 6 | 1 | 5 | 1 | SCMH | S
U16 | ELM | 16 | 1 | 6 | 0 | SCMH | S
G100 | ELM | 160 | 1 | 7 | 0 | SCMH | R
BK G10 | ELM | 65 | 1 | 7 | 0 | SCMH | S
MDA40 | ELM | 40 | 1 | 6 | 0.1 | SCMH | S
BK-G65E | ELM | 100 | 1 | 5 | 0 | SCMH | S
BK G25 | ELM | 25 | 1 | 6 | 0 | SCMH | S
G250 | ELM | 400 | 1 | 7 | 0 | SCMH | R
BK G100 | ELM | 160 | 1 | 7 | 0 | SCMH | S
MDK160 | ELM | 160 | 1 | 6 | 0 | SCMH | S
BK-G65E | ELM | 100 | 1 | 7 | 0 | SCFH | S
MDK65 | ELM | 65 | 1 | 6 | 0 | SCMH | S
BK G65 | ELM | 100 | 1 | 6 | 0 | SCMH | S
U100 | ELM | 100 | 1 | 6 | 0 | SCMH | D
U160 | ELM | 160 | 1 | 7 | 0 | SCMH | S
G160 | ELM | 160 | 1 | 7 | 0 | SCMH | R
RVGG400 | ELM | 650 | 1 | 7 | 0 | SCMH | R
BK-G10E | ELM | 16 | 1 | 6 | 0.1 | SCFH | S
G4 | ELM | 212 | 1 | 4 | 0 | SCFH | D
BK-G10E | ELM | 160 | 1 | 7 | 0 | SCMH | S
BK-G10E | ELM | 16 | 1 | 5 | 0.1 | SCMH | S
BK-G65E | ELM | 100 | 1 | 6 | 0 | SCMH | T
BK-G40E | ELM | 65 | 0.01 | 7 | 0 | SCFH | S
G65 | ELM | 24 | 1 | 6 | 0 | SCMH | S
BK-G65E | ELM | 6 | 1 | 6 | 0 | SCMH | S
BK-G10E | ELM | 6 | 1 | 5 | 0 | SCMH | S
MDK40 | ELM | 40 | 1 | 6 | 0 | SCFH | S
G4 | ELM | 6 | 1 | 5 | 0 | SCMH | Z
RABOG100 | ELM | 160 | 1 | 7 | 1 | SCFH | R
MRA250C | ELM | 250 | 1 | 7 | 0 | SCMH | R
BK-G25E | ELM | 40 | 1 | 7 | 0 | SCMH | S
BK-G10E | ELM | 6 | 1 | 5 | 0 | SCFH | S
BK-G10E | ELM | 6 | 1 | 6 | 0 | SCFH | S
MDK16 | ELM | 16 | 1 | 5 | 0 | SCMH | S
U160 | ELM | 160 | 1 | 6 | 0 | SCMH | S
BK-G16E | ELM | 18 | 1 | 6 | 0 | SCMH | S
U100 | ELM | 100 | 1 | 6 | 0 | SCMH | S
BK-G40E | ELM | 6 | 1 | 6 | 0 | SCMH | S
U25 | ELM | 25 | 1 | 6 | 0 | SCMH | S
RABOG160 | ELM | 250 | 1 | 7 | 0 | SCFH | R
RABOG25 | ELM | 40 | 0.1 | 6 | 0 | SCMH | R
G100 | ELM | 100 | 1 | 7 | 0 | SCMH | R
RABOG250 | ELM | 40 | 1 | 7 | 0 | SCMH | R
MDK25 | ELM | 16 | 1 | 6 | 0 | SCMH | S
RABOG65 | ELM | 100 | 1 | 6 | 0.1 | SCMH | R
BK-G16E | ELM | 6 | 1 | 5 | 0 | SCMH | S
U16 | ELM | 16 | 1 | 6 | 0.1 | SCMH | S
BK-G25E | ELM | 40 | 1 | 6 | 0 | SCMH | U
MDK160 | ELM | 160 | 1 | 7 | 0 | SCMH | S
BK-G65E | ELM | 565 | 1 | 7 | 0 | SCMH | S
BK G40 | ELM | 65 | 1 | 7 | 0 | SCMH | S
BK-G16E | ELM | 16 | 10 | 6 | 0 | SCFH | S
BK-G100E | ELM | 160 | 1 | 7 | 0 | SCFH | S
RABOG65 | ELM | 100 | 0.1 | 6 | 10 | SCMH | R
U6 | ELM | 6 | 1 | 5 | 0 | SCMH | S
RABOG65 | ELM | 100 | 0.1 | 6 | 0 | SCMH | R
MDK16 | ELM | 565 | 1 | 5 | 0 | SCMH | S
BK-G40E | ELM | 16 | 1 | 6 | 0 | SCMH | S
MDA100 | ELM | 100 | 1 | 7 | 0 | SCMH | S
BK-G25E | ELM | 6 | 1 | 6 | 0 | SCMH | S
BK-G10E | ELM | 18 | 100 | 6 | 0 | SCFH | S
G100 | ELM | 160 | 1 | 7 | 1 | SCMH | R
BK-G40E | ELM | 65 | 1 | 5 | 0 | SCMH | S
BK-G4E | ELM | 6 | 1 | 4 | 0 | SCFH | S
BK-G40E | ELM | 40 | 1 | 6 | 0 | SCMH | S
G65 | ELM | 100 | 1 | 6 | 0 | SCMH | S
BK-G25E | ELM | 4 | 1 | 6 | 0 | SCMH | S
RABOEG100 | ELM | 160 | 1 | 7 | 0 | SCMH | R
BK-G65E | ELM | 16 | 1 | 7 | 0 | SCMH | S
MDA65 | ELM | 65 | 1 | 6 | 0 | SCMH | S
BK-G25E | ELM | 1412 | 1 | 6 | 0 | SCMH | S
BK-G25E | ELM | 16 | 1 | 6 | 0 | SCFH | S
MDK16 | ELM | 16 | 1 | 6 | 0 | SCFH | S
G40 | ELM | 65 | 1 | 6 | 0 | SCMH | S
MDK16 | ELM | 25 | 1 | 6 | 0 | SCMH | D
BK-G10E | ELM | 18 | 1 | 6 | 0 | SCFH | S
BK-G16E | ELM | 883 | 1 | 6 | 0 | SCMH | S
BK-G16E | ELM | 25 | 1 | 6 | 0 | SCMH | D
BK-G40E | ELM | 65 | 10 | 7 | 0 | SCFH | S
U16 | ELM | 16 | 1 | 6 | 0 | SCMH | D
E6 | ELM | 3500 | 1 | 5 | 0 | SCFH | S
BK-G16E | ELM | 25 | 10 | 6 | 0 | SCFH | S
RABOEG250 | ELM | 400 | 1 | 8 | 0 | SCMH | R
U40 | ELM | 40 | 1 | 6 | 0 | SCMH | D
RABOEG65 | ELM | 100 | 1 | 6 | 10 | SCMH | R
BK G10 | ELM | 16 | 1 | 6 | 0.1 | SCMH | S
BK G16 | ELM | 25 | 1 | 6 | 0.1 | SCMH | S
BK G25 | ELM | 40 | 1 | 6 | 0.1 | SCMH | S
G250 | ELM | 400 | 1 | 7 | 0 | SCMH | S
MDK16 | ELM | 16 | 1 | 6 | 0 | SCMH | D
E6 | ELM | 6 | 1 | 5 | 0 | SCMH | S
U16 | ELM | 16 | 1 | 6 | 0 | SCFH | S
BK-G10E | ELM | 15 | 1 | 6 | 0 | SCMH | S
BK-G16E | ELM | 65 | 1 | 7 | 0 | SCMH | S
RABOEG160 | ELM | 250 | 1 | 7 | 0 | SCMH | R
BK G65 | ELM | 100 | 1 | 6 | 0.1 | SCMH | S
BK G40 | ELM | 65 | 1 | 6 | 0.1 | SCMH | S
D3 | ELM | 100 | 1 | 6 | 0 | SCMH | R
BK-G40E | ELM | 25 | 1 | 6 | 0 | SCMH | S
MDA65 | ELM | 16 | 1 | 6 | 0 | SCMH | S
G10 | ELM | 16 | 1 | 6 | 0 | SCMH | S
MDK16 | ELM | 16 | 1 | 6 | 0 | SCMH | R
BK-G10E | ELM | 16 | 1 | 9 | 0 | SCMH | S
BK G16 | ELM | 16 | 1 | 6 | 0 | SCMH | S
BK-G16E | ELM | 14 | 1 | 6 | 0 | SCMH | S
BK-G4 | ELM | 212 | 1 | 5 | 0 | SCMH | S
G4 | ELM | 6 | 0.01 | 5 | 0 | SCMH | S
MDA40 | ELM | 40 | 1 | 6 | 0 | SCMH | S
BK-G10E | ELM | 16 | 0.1 | 6 | 0 | SCFH | S
BK-G10E | ELM | 212 | 1 | 6 | 0 | SCMH | S
BK-G16E | ELM | 6 | 1 | 6 | 0 | SCMH | S
BK G10 | ELM | 6 | 1 | 5 | 0 | SCMH | S
BK-G10E | ELM | 65 | 1 | 6 | 0 | SCMH | S
BK-G10E | ELM | 16 | 1 | 5 | 0 | SCMH | S
RABOG160 | ELM | 250 | 1 | 8 | 1 | SCMH | R
U6 | ELM | 212 | 1 | 5 | 0 | SCMH | S
RABOG250 | ELM | 250 | 1 | 7 | 0 | SCMH | R
BK-G65E | ELM | 3511 | 1 | 6 | 0 | SCMH | S
BK-G4 | ELM | 6 | 1 | 5 | 0 | SCMH | U
BK-G16E | ELM | 25 | 1 | 5 | 0 | SCMH | S
BK-G16E | ELM | 40 | 1 | 6 | 0 | SCMH | S
MDK100 | ELM | 100 | 1 | 6 | 0 | SCMH | S
G160 | ELM | 250 | 1 | 7 | 0 | SCMH | R
BK-G10E | ELM | 6 | 1 | 6 | 0 | SCMH | S
BK-G16E | ELM | 20 | 1 | 6 | 0 | SCMH | S
U6/G4 | ELM | 6 | 1 | 5 | 0 | SCMH | S
RABOG16 | ELM | 25 | 1 | 6 | 0 | SCMH | S
BK-G10E | ELM | 16 | 1 | 6 | 0 | SCMH | T
G4 | ELM | 6 | 1 | 5 | 0 | SCMH | U
BK-G40E | ELM | 65 | 1 | 6 | 0 | SCFH | S
BK-G16E | ELM | 65 | 1 | 6 | 0 | SCMH | S
BK-G16E | ELM | 16 | 1 | 6 | 0 | SCMH | S
RABOG25 | ELM | 40 | 1 | 6 | 10 | SCMH | R
MDK40 | ELM | 40 | 1 | 6 | 0 | SCMH | S
RABOG25 | ELM | 40 | 1 | 6 | 0 | SCMH | R
BK-G10E | ELM | 565 | 1 | 6 | 0 | SCMH | S
MDK40 | ELM | 1 | 1 | 6 | 0 | SCMH | S
BK-G40E | ELM | 65 | 1 | 6 | 0 | SCMH | S
RABOG160 | ELM | 250 | 1 | 7 | 1 | SCMH | R
BK-G10E | ELM | 40 | 1 | 6 | 0 | SCMH | S
MDK16 | ELM | 25 | 1 | 6 | 0 | SCMH | S
BK-G4 | ELM | 6 | 1 | 5 | 0 | SCMH | S
G65 | ELM | 6 | 1 | 6 | 0 | SCMH | S
BK-G25E | ELM | 25 | 1 | 6 | 0 | SCMH | S
RABOG100 | ELM | 160 | 1 | 7 | 0 | SCFH | S
BK-G40E | ELM | 65 | 10 | 6 | 0 | SCFH | S
MDK16E | ELM | 16 | 1 | 6 | 0 | SCMH | S
BK-G100E | ELM | 160 | 1 | 7 | 1 | SCMH | S
BK-G16E | ELM | 25 | 1 | 6 | 0 | SCMH | Z
RABOG16 | ELM | 25 | 1 | 6 | 0 | SCMH | R
BK-G40E | ELM | 65 | 1 | 7 | 0.1 | SCMH | S
RVGG400 | ELM | 650 | 1 | 8 | 0 | SCMH | R
BK-G25E | ELM | 16 | 1 | 6 | 0 | SCMH | S
BK G40 | ELM | 65 | 1 | 6 | 0 | SCMH | S
RABOG160 | ELM | 250 | 1 | 7 | 0 | SCMH | S
BK-G65E | ELM | 100 | 1 | 6 | 0 | SCFH | S
RABOG65 | ELM | 100 | 1 | 6 | 0 | SCFH | S
BK-G10E | ELM | 16 | 1 | 6 | 0 | SCFH | S
BK-G25E | ELM | 40 | 1 | 6 | 0 | SCFH | S
RABOG160 | ELM | 250 | 1 | 7 | 0 | SCMH | R
RABOG250 | ELM | 400 | 1 | 7 | 1 | SCMH | R
RABOG250 | ELM | 400 | 1 | 7 | 0 | SCMH | S
RABOG100 | ELM | 160 | 1 | 7 | 0 | SCMH | S
BK-G16E | ELM | 25 | 1 | 6 | 0.1 | SCMH | S
BK-G25E | ELM | 40 | 1 | 6 | 0.1 | SCMH | S
BK-G25E | ELM | 40 | 10 | 6 | 0 | SCFH | S
MDA16 | ELM | 16 | 1 | 6 | 0 | SCMH | S
BK G25 | ELM | 40 | 1 | 6 | 0 | SCMH | S
BK G16 | ELM | 25 | 1 | 6 | 0 | SCMH | S
BK-G16E | ELM | 100 | 1 | 6 | 0 | SCMH | S
RABOG40 | ELM | 65 | 1 | 6 | 0 | SCFH | S
MDK16 | ELM | 6 | 1 | 5 | 0 | SCMH | S
BK-G25E | ELM | 40 | 0.01 | 6 | 0 | SCFH | S
BK-G16E | ELM | 25 | 1 | 6 | 0 | SCFH | S
G4 | ELM | 6 | 1 | 5 | 0 | SCMH | D
MDK25E | ELM | 25 | 1 | 6 | 0 | SCMH | S
RABOG65 | ELM | 100 | 1 | 6 | 10 | SCMH | R
RABOG100 | ELM | 160 | 1 | 7 | 0 | SCMH | R
BK-G100E | ELM | 160 | 1 | 7 | 0 | SCMH | S
RABOG40 | ELM | 65 | 1 | 6 | 0 | SCMH | S
BK-G25E | ELM | 1 | 1 | 6 | 0 | SCMH | S
RABOG100 | ELM | 1 | 1 | 7 | 0 | SCMH | S
BK-G10E | ELM | 1 | 1 | 6 | 0 | SCMH | S
RABOEG65 | ELM | 100 | 1 | 6 | 0 | SCMH | R
MDK16 | ELM | 212 | 1 | 6 | 0 | SCMH | S
RABOG100 | ELM | 160 | 1 | 7 | 1 | SCMH | R
MDK25 | ELM | 25 | 1 | 6 | 0 | SCMH | S
G4 | ELM | 6 | 1 | 5 | 0 | SCFH | S
RABOG65 | ELM | 100 | 1 | 6 | 0 | SCMH | R
RABOG250 | ELM | 400 | 1 | 8 | 1 | SCMH | R
BK-G16E | ELM | 25 | 1 | 6 | 0 | SCMH | S
BK-G4E | ELM | 6 | 1 | 5 | 0 | SCMH | S
BK-G10E | ELM | 16 | 10 | 6 | 0 | SCFH | S
RABOEG250 | ELM | 400 | 1 | 7 | 0 | SCMH | R
BK-G40E | ELM | 65 | 1 | 7 | 0 | SCMH | S
BK-G4E | ELM | 6 | 1 | 5 | 0.01 | SCMH | S
RABOG40 | ELM | 65 | 1 | 6 | 0 | SCMH | R
RABOG65 | ELM | 100 | 1 | 8 | 0 | SCMH | R
BK-G10E | ELM | 25 | 1 | 6 | 0 | SCMH | S
BK-G10E | ELM | 65 | 1 | 7 | 0 | SCMH | S
BK-G65E | ELM | 100 | 1 | 7 | 0.1 | SCMH | S
BK-G65E | ELM | 100 | 1 | 7 | 0 | SCMH | S
BK-G65E | ELM | 100 | 1 | 6 | 0.1 | SCMH | S
BK-G40E | ELM | 65 | 1 | 6 | 0.1 | SCMH | S
BK-G65E | ELM | 100 | 1 | 6 | 0 | SCMH | S
RABOG65 | ELM | 100 | 1 | 6 | 0 | SCMH | S
BK-G10E | ELM | 16 | 1 | 6 | 0.1 | SCMH | S
MDK16 | ELM | 16 | 1 | 6 | 0 | SCMH | S
EG4V10 | SCM | 6 | 1 | 5 | 1 | SCMH | S
EG4V10 | SCM | 6 | 1 | 5 | 0 | SCMH | U
U25 | SCM | 25 | 1 | 6 | 0 | SCMH | D
EG4V10 | SCM | 6 | 1 | 5 | 0 | SCMH | S
EG4V10 | SCM | 6 | 4 | 5 | 0 | SCMH | S
E6VG370 | SCM | 6 | 1 | 5 | 0 | SCMH | S
E6VLG310P | SCM | 6 | 1 | 5 | 0 | SCMH | S
U6 | SCM | 6 | 1 | 5 | 0 | SCMH | S
EG4V10 | SCM | 6 | 0.01 | 5 | 0 | SCMH | S
EG4V10 | SCM | 0 | 1 | 5 | 0 | SCMH | U
EG4V10 | SCM | 212 | 1 | 4 | 0 | SCFH | S
EG4V10 | SCM | 0 | 1 | 5 | 0 | SCMH | S
U6 | SCM | 6 | 1 | 5 | 0 | SCMH | U
EG4V10 | SCM | 1 | 1 | 5 | 0 | SCMH | S
EG4V10 | SCM | 6 | 1 | 4 | 0 | SCFH | U
E6 | SCM | 6 | 1 | 5 | 0 | SCMH | S
G4 | SCM | 6 | 1 | 5 | 0 | SCFH | D
EG4V10 | SCM | 6 | 1 | 5 | 0 | SCMH | Z
EG4V10 | SCM | 6 | 1 | 5 | 0 | SCMH | T
E6V210 | SCM | 6 | 1 | 5 | 0 | SCMH | S
EG4V10 | SCM | 6 | 1 | 4 | 0 | SCMH | U
EG4V10 | SCM | 6 | 1 | 6 | 0 | SCMH | U
EG4V10 | SCM | 6 | 1 | 4 | 0 | SCMH | S
E6 | SCM | 6 | 1 | 5 | 0 | SCMH | U
EG4V10 | SCM | 212 | 1 | 5 | 0 | SCMH | S
EU6VAMR | SCM | 6 | 1 | 5 | 0 | SCMH | S
EG4V10 | SCM | 6 | 1 | 5 | 0 | SCMH | R
EG4V10 | SCM | 16 | 1 | 6 | 0 | SCMH | S
G4 | SCM | 6 | 1 | 5 | 0 | SCMH | D
EG4V10 | SCM | 0 | 1 | 5 | 0 | SCMH | Z
G4 | SCM | 212 | 1 | 5 | 0 | SCMH | S
U6 | SCM | 6 | 1 | 4 | 0 | SCFH | D
EG4V10 | SCM | 5 | 1 | 5 | 0 | SCMH | S
METLG210 | SCM | 6 | 1 | 5 | 0 | SCMH | S
EG4V10 | SCM | 6 | 1 | 5 | 0 | SCMH | D
EG4V10 | SCM | 6 | 1 | 4 | 0 | SCFH | S
EG4V10 | SCM | 6 | 1 | 6 | 0 | SCMH | S
G4 | SCM | 6 | 1 | 5 | 0 | SCMH | U
METLG210 | SCM | 6 | 1 | 5 | 0 | SCMH | U
EG4V10 | SCM | 6 | 1 | 5 | 0 | SCFH | S
G4 | SCM | 6 | 1 | 5 | 0 | SCMH | S
BK-G25E | EDM | 40 | 1 | 6 | 0 | SCMH | S
G4 | EDM | 6 | 1 | 5 | 0 | SCMH | S
ETX6 | EDM | 6 | 1 | 5 | 0 | SCMH | U
MUE6 | EDM | 6 | 1 | 7 | 0 | SCMH | S
MUE16 | EDM | 16 | 1 | 7 | 0 | SCMH | U
U6 | EDM | 10 | 1 | 4 | 0 | SCFH | S
MUE6 | EDM | 6 | 1 | 7 | 0 | SCMH | U
MUE10 | EDM | 10 | 1 | 7 | 0 | SCMH | S
MUE6 | EDM | 6 | 1 | 6 | 0 | SCMH | S
E6 | EDM | 6 | 1 | 7 | 0 | SCMH | U
G4 | EDM | 6 | 1 | 5 | 0 | SCMH | D
METLG210 | EDM | 6 | 1 | 5 | 0 | SCMH | U
MUE10 | EDM | 10 | 1 | 7 | 0 | SCMH | U
G4 | MTX | 6 | 1 | 5 | 1 | SCMH | S
G16 | MTX | 25 | 1 | 6 | 0 | SCMH | S
G10 | MTX | 16 | 1 | 5 | 0 | SCMH | S
U6 | MTX | 6 | 1 | 5 | 0 | SCMH | S
U25 | MTX | 25 | 1 | 6 | 0 | SCMH | S
G10 | MTX | 6 | 1 | 6 | 0 | SCMH | S
U6 | MTX | 6 | 1 | 5 | 0 | SCMH | D
G4 | MTX | 6 | 1 | 5 | 0 | SCMH | S
G400 | VMT | 650 | 1 | 7 | 0 | SCMH | T
FLOWSIC600 | SIC | 700 | 1 | 8 | 0 | 0 | T
G4 | SCK | 6 | 1 | 5 | 0 | SCMH | S
U6 | SCK | 6 | 1 | 5 | 0 | SCMH | S
MUZ00400FD | SCK | 400 | 1 | 9 | 0 | SCMH | U
G25-ENC | GFO | 40 | 1 | 6 | 0.1 | M | R
MTV01600FH | VMT | 1600 | 1 | 10 | 10 | SCMH | T
MTV02500FL | VMT | 2500 | 1 | 10 | 10 | SCMH | T
MTV00650DF | VMT | 650 | 1 | 9 | 1 | SCMH | T
FMTST35 | FMG | 1000 | 1 | 7 | 1 | SCMH | T
MRD0250C2C | DR | 250 | 1 | 7 | 0 | SCMH | R
MUZ01600SD | SCK | 1600 | 1 | 7 | 0 | SCMH | U
MUZ00400SB | SCK | 400 | 1 | 7 | 0 | SCMH | U
G650-ENC | GFO | 1000 | 1 | 7 | 1 | M | R
FMTST90 | FMG | 2500 | 1 | 8 | 10 | SCMH | T
MTV00100AB | VMT | 100 | 1 | 8 | 0.1 | SCMH | T
MTD00400CD | DR | 400 | 1 | 7 | 0 | SCMH | T
MTD06500CJ | DR | 6500 | 1 | 8 | 0 | SCMH | T
MUZ07000SG | SCK | 7000 | 1 | 8 | 0 | SCMH | U
MUZ00250FC | SCK | 250 | 1 | 9 | 0 | SCMH | U
G40-ENC | GFO | 65 | 1 | 6 | 0.1 | M | R
FMTST140 | FMG | 4000 | 1 | 8 | 10 | SCMH | T
G4000TZ300 | SCH | 23000 | 1 | 8 | 0 | SCFH | T
G100-ENC | GFO | 160 | 1 | 7 | 1 | M | R
MTD00160CC | DR | 160 | 1 | 7 | 0 | SCMH | T
RABOEG16 | ELM | 25 | 0.1 | 6 | 10 | SCMH | R
FMTST6 | FMG | 160 | 1 | 7 | 1 | SCMH | T
MTV02500EL | VMT | 2500 | 1 | 10 | 10 | SCMH | T
MTD04000CJ | DR | 4000 | 1 | 8 | 0 | SCMH | T
MUZ00400FC | SCK | 400 | 1 | 9 | 0 | SCMH | U
FMTST230 | FMG | 6500 | 1 | 8 | 10 | SCMH | T
G10-ENC | GFO | 16 | 1 | 6 | 0.1 | M | R
UNIFLOG40S | FLN | 65 | 1 | 6 | 0 | SCMH | S
FMTLT60 | FMG | 1600 | 1 | 8 | 10 | SCMH | T
MUZ45000SM | SCK | 45000 | 1 | 9 | 0 | SCMH | U
MUZ00650FD | SCK | 650 | 1 | 9 | 0 | SCMH | U
MTD02500CH | DR | 2500 | 1 | 8 | 0 | SCMH | T
6GT G650 | IGA | 38000 | 0.1 | 8 | 0 | SCFH | T
FMRG40 | FMG | 100 | 1 | 6 | 0.1 | SCMH | R
OKO I505 | AIU | 6 | 1 | 7 | 0.01 | SCMH | S
MUZ01000FE | SCK | 1000 | 1 | 9 | 0 | SCMH | U
MUZ01000SC | SCK | 1000 | 1 | 7 | 0 | SCMH | U
UNIFLOG25S | FLN | 40 | 1 | 6 | 0 | SCMH | S
MUZ00160FB | SCK | 160 | 1 | 9 | 0 | SCMH | U
MTV00160BC | VMT | 160 | 1 | 9 | 1 | SCMH | T
G160-ENC | GFO | 250 | 1 | 7 | 1 | M | R
RABOEG40 | ELM | 65 | 0.1 | 6 | 10 | SCMH | R
FMRG400 | FMG | 400 | 1 | 7 | 1 | SCMH | R
MTN16000SJ | INS | 16000 | 1 | 8 | 10 | SCMH | T
FMRG200 | FMG | 200 | 1 | 7 | 1 | SCMH | R
MTD00250CC | DR | 250 | 1 | 7 | 0 | SCMH | T
MTD00400CC | DR | 400 | 1 | 7 | 0 | SCMH | T
FMTLT230 | FMG | 6500 | 1 | 8 | 10 | SCMH | T
FMTST27 | FMG | 650 | 1 | 7 | 1 | SCMH | T
RABOEG25 | ELM | 40 | 0.1 | 6 | 10 | SCMH | R
MTV01600EH | VMT | 1600 | 1 | 10 | 10 | SCMH | T
MTV00250CD | VMT | 250 | 1 | 9 | 1 | SCMH | T
G16-ENC | GFO | 25 | 1 | 6 | 0.1 | M | R
FMTST9 | FMG | 250 | 1 | 7 | 1 | SCMH | T
MUZ00250FD | SCK | 250 | 1 | 9 | 0 | SCMH | U
FMRG65 | FMG | 100 | 1 | 7 | 1 | SCMH | R
MTV01600DH | VMT | 1600 | 1 | 10 | 10 | SCMH | T
30000T/C | TG | 30000 | 1 | 6 | 0 | SCFH | L
FMRG650 | FMG | 650 | 1 | 7 | 1 | SCMH | R
MTV00250BD | VMT | 250 | 1 | 9 | 1 | SCMH | T
MRD0650C2D | DR | 650 | 1 | 7 | 0 | SCMH | R
UNIFLOG16S | FLN | 25 | 1 | 6 | 0 | SCMH | S
FMTLT9 | FMG | 250 | 1 | 7 | 1 | SCMH | T
MUZ14000SJ | SCK | 14000 | 1 | 8 | 0 | SCMH | U
MTA10000TK | ITR | 10000 | 1 | 9 | 0 | SCMH | T
MTD02500CG | DR | 2500 | 1 | 8 | 0 | SCMH | T
G400-ENC | GFO | 650 | 1 | 7 | 1 | M | R
G65-ENC | GFO | 100 | 1 | 6 | 0.1 | M | R
RF1sVZB | ITR | 6 | 1 | 6 | 0 | SCMH | S
FMTLT140 | FMG | 4000 | 1 | 8 | 10 | SCMH | T
MTV00400CE | VMT | 400 | 1 | 9 | 1 | SCMH | T
FMTLT27 | FMG | 650 | 1 | 7 | 1 | SCMH | T
MUZ08000SH | SCK | 8000 | 1 | 8 | 0 | SCMH | U
MTV02500GH | VMT | 2500 | 1 | 10 | 10 | SCMH | T
UNIFLOG10S | FLN | 16 | 1 | 6 | 0 | SCMH | S
G250-ENC | GFO | 400 | 1 | 7 | 1 | M | R
MRD1000C2E | DR | 1000 | 1 | 7 | 0 | SCMH | R
MUZ04500SF | SCK | 4500 | 1 | 8 | 0 | SCMH | U
MTV06500GM | VMT | 6500 | 1 | 10 | 10 | SCMH | T
MRR1600GE | ROM | 1600 | 1 | 7 | 1 | SCMH | R
MYV04000GL | VMT | 4000 | 1 | 10 | 10 | SCMH | T
MRD0100C1M | DR | 100 | 1 | 6 | 0 | SCMH | R
MTD00065CB | DR | 65 | 1 | 6 | 0 | SCMH | T
FMTST60 | FMG | 1600 | 1 | 8 | 10 | SCMH | T
MUZ00065FB | SCK | 65 | 1 | 9 | 0 | SCMH | U
MTV01000EG | VMT | 1000 | 1 | 10 | 10 | SCMH | T
MTD00650CC | DR | 650 | 1 | 7 | 0 | SCMH | T
MUZ00650FE | SCK | 650 | 1 | 9 | 0 | SCMH | U
MRD0160C1C | DR | 160 | 1 | 7 | 0 | SCMH | R
MUZ20000SK | SCK | 20000 | 1 | 9 | 0 | SCMH | U
MTV01000DG | VMT | 1000 | 1 | 9 | 1 | SCMH | T
MTA10000TJ | ITR | 10000 | 1 | 9 | 0 | SCMH | T
MUZ00160FC | SCK | 160 | 1 | 9 | 0 | SCMH | U
MUZ00100FB | SCK | 100 | 1 | 9 | 0 | SCMH | U
MTD25000VJ | DR | 25000 | 1 | 8 | 0.1 | SCMH | T
MTD10000CJ | DR | 10000 | 1 | 8 | 0 | SCMH | T
MUZ03000SE | SCK | 3000 | 1 | 8 | 0 | SCMH | U
FMTLT18 | FMG | 400 | 1 | 7 | 1 | SCMH | T
MTV00650CF | VMT | 650 | 1 | 9 | 1 | SCMH | T
FMTLT35 | FMG | 1000 | 1 | 7 | 1 | SCMH | T
MUZ32000SL | SCK | 32000 | 1 | 9 | 0 | SCMH | U
FMRG250 | FMG | 250 | 1 | 7 | 1 | SCMH | R
MRD0650C2E | DR | 650 | 1 | 7 | 0 | SCMH | R
MRD0250C3C | DR | 250 | 1 | 7 | 0 | SCMH | R
MTV00400BE | VMT | 400 | 1 | 9 | 1 | SCMH | T
MUZ00400FE | SCK | 400 | 1 | 9 | 0 | SCMH | U
FMTLT6 | FMG | 160 | 1 | 7 | 1 | SCMH | T
FMTST18 | FMG | 400 | 1 | 7 | 1 | SCMH | T
MTV00065AA | VMT | 65 | 1 | 8 | 0.1 | SCMH | T
15000T/C | UGI | 15000 | 1 | 6 | 0 | SCFH | L
MMU100 | MSI | 100 | 1 | 6 | 1 | SCMH | U
MMU16 | MSI | 16 | 1 | 6 | 1 | SCMH | U
MMU160 | MSI | 160 | 1 | 7 | 1 | SCMH | U
MMU40 | MSI | 40 | 1 | 6 | 1 | SCMH | U
MMU65 | MSI | 65 | 1 | 6 | 1 | SCMH | U
MMU25 | MSI | 25 | 1 | 6 | 1 | SCMH | U
MMU6 | MSI | 6 | 1 | 6 | 1 | SCMH | U
MTV04000GM | VMT | 4000 | 1 | 8 | 10 | SCMH | T
MTV04000HM | VMT | 4000 | 1 | 8 | 10 | SCMH | T
MTV06500JN | VMT | 6500 | 1 | 8 | 10 | SCMH | T
TRZ2G160 | INS | 250 | 1 | 7 | 0 | SCMH | T
MTV06500GM | VMT | 6500 | 1 | 8 | 10 | SCMH | T
RABOEG16 | ELM | 25 | 1 | 6 | 0.1 | SCMH | R
RABOEG25 | ELM | 40 | 1 | 6 | 0.1 | SCMH | R
RABOEG40 | ELM | 65 | 1 | 6 | 0.1 | SCMH | R
RABOEG65 | ELM | 100 | 1 | 6 | 0.1 | SCMH | R
RABOG16 | ELM | 25 | 1 | 6 | 0.1 | SCMH | R
RABOG25 | ELM | 40 | 1 | 6 | 0.1 | SCMH | R
RABOG40 | ELM | 65 | 1 | 6 | 0.1 | SCMH | R
RABOG65 | ELM | 100 | 1 | 6 | 0.1 | SCMH | R
BKG4M | ELM | 6 | 1 | 5 | 0.01 | SCMH | S
MTF400LD | FMG | 400 | 1 | 7 | 1 | SCMH | T
B0A10144 | SCM | 6 | 1 | 5 | 0 | SCMH | S
MTV00065AA | VMT | 65 | 1 | 6 | 0.1 | SCMH | T
MTV00100AB | VMT | 100 | 1 | 6 | 0.1 | SCMH | T
MTV00160BC | VMT | 160 | 1 | 7 | 1 | SCMH | T
MTV00250BD | VMT | 250 | 1 | 7 | 1 | SCMH | T
MTV00400BE | VMT | 400 | 1 | 7 | 1 | SCMH | T
MTV00250CD | VMT | 250 | 1 | 7 | 1 | SCMH | T
MTV00400CE | VMT | 400 | 1 | 7 | 1 | SCMH | T
MTV00650CF | VMT | 650 | 1 | 7 | 1 | SCMH | T
MTV00650DF | VMT | 650 | 1 | 7 | 1 | SCMH | T
MTV01000DG | VMT | 1000 | 1 | 7 | 1 | SCMH | T
MTV01600DH | VMT | 1600 | 1 | 8 | 10 | SCMH | T
MTV01000EG | VMT | 1000 | 1 | 8 | 10 | SCMH | T
MTV01600EH | VMT | 1600 | 1 | 8 | 10 | SCMH | T
MTV02500EL | VMT | 2500 | 1 | 8 | 10 | SCMH | T
MTV01600FH | VMT | 1600 | 1 | 8 | 10 | SCMH | T
MTV02500FL | VMT | 2500 | 1 | 8 | 10 | SCMH | T
MTV04000FM | VMT | 4000 | 1 | 8 | 10 | SCMH | T
MTV02500GH | VMT | 2500 | 1 | 8 | 10 | SCMH | T
MYV04000GL | VMT | 4000 | 1 | 8 | 10 | SCMH | T
MTV04000HL | VMT | 4000 | 1 | 8 | 10 | SCMH | T
MMU10 | MSI | 10 | 1 | 6 | 1 | SCMH | U
FGBB03 | ITR | 6 | 1 | 5 | 0 | SCMH | U
G4SZV-2 | FLN | 6 | 1 | 5 | 0 | SCMH | S
G4SDZV-1 | FLN | 6 | 1 | 5 | 0 | SCMH | S
G4SDZV-2 | FLN | 6 | 1 | 5 | 0 | SCMH | S
QA250100ZI | ELM | 400 | 1 | 7 | 1 | SCMH | T
QA6550ZI | ELM | 100 | 1 | 7 | 1 | SCMH | T
QA10080ZI | ELM | 160 | 1 | 7 | 1 | SCMH | T
QA16080ZI | ELM | 250 | 1 | 7 | 1 | SCMH | T
QA25080ZI | ELM | 400 | 1 | 7 | 1 | SCMH | T
QA400100ZI | ELM | 650 | 1 | 7 | 1 | SCMH | T
QA400150ZI | ELM | 650 | 1 | 7 | 1 | SCMH | T
QA650150ZI | ELM | 1000 | 1 | 7 | 1 | SCMH | T
FMT-LX | FMG | 1000 | 1 | 7 | 1 | SCMH | T
GS68B | EDM | 6 | 1 | 5 | 0 | SCMH | U
BK-G4EI7 | ELM | 6 | 1 | 6 | N/A | SCMH | S
BK-G10EI7 | ELM | 16 | 1 | 7 | 0.1 | SCMH | S
BK-G16EI7 | ELM | 25 | 1 | 7 | 0.1 | SCMH | S
BK-G25EI7 | ELM | 40 | 1 | 7 | 0.1 | SCMH | S
BK-G40EI7 | ELM | 65 | 1 | 7 | 0.1 | SCMH | S
BK-G65EI7 | ELM | 100 | 1 | 7 | 0.1 | SCMH | S
BK-G100EI7 | ELM | 160 | 1 | 8 | 1 | SCMH | S
MRD0100B4P | DR | 100 | 1 | 6 | 0 | SCMH | R

## Meter Manufacturers
Meter Manufacturers Registered on UK Link*
Last Updated 31/12/2020
Company Name | MMF Code | Org ID
ACTARIS | ACT | 10001642
ADCOCK & SHIPLEY | AS | 92
AGS | AGS | 3
ALDER & MACKAY | AM | 79
AMERICAN METER COMPANY | AMC | 98
BEGWACO | BGW | 88
BM METERS | ] | 89
BRADDOCK | BRA | 90
BRADLEY & WEST | BW | 96
BRITISH GAS LIGHT IND | BGL | 95
CHELTENHAM METERS | CHE | 97
COMET METERS LTD | COM | 99
COMMON | CMN | 10002588
CVM METERS | CVM | 101
DAVID GRANT & CO LTD | DG | 103
DELTA | DEL | 102
DOUGALLS GAS METERS | DGM | 104
DRESSER | DR | 106
EDMI EUROPE LIMITED | EDM | 10006109
ELSTER METERING LTD | ELM | 10005769
EUROMETERS | EUR | 110
FLACONT | FLA | 111
FLONIDAN | FLN | 10004868
FLOW METER GROUP | FMG | 10005749
GAS METER CO LTD | GMC | 117
GEORGE GLOVER | GG | 114
GEORGE ORME | ORM | 139
GEORGE WILSON | GW | 118
GIL METERS | GM | 116
GLYNWED | GL | 115
HOLMES CONNERSVILLE | HOC | 120
HOLMES-IN-LINE | HIL | 119
IGA | IGA | 121
IGA TURBINES | IGT | 122
IMAC | IMA | 123
INSTROMET | INS | 125
INVENSYS | INV | 10001649
ITRON | ITR | 10003048
J ROBINSON & CO | JR | 128
JEAVONS/KROM/SCHRODER | JEA | 126
KROMSCHRODER | KRO | 10001169
LANDIS & GYR | LPG | 10001648
LANDYS AND GYR | LG | 132
MAGNOL COMPTEURS | MAG | 10000664
MEERS LTD (MANCHESTER) | ML | 135
METERS LTD | MTL | 137
METRETEK | MTK | 1000003
METRIX | MTX | 10006290
METROPOLITAN GAS METERS LTD | MET | 134
MeteRSit S.r.l. | MSI | 20000102
METSCAN | MTS | 1000002
MILNES METERS | MM | 136
NOTTINGHAM FLOW CONTROLS | NFC | 138
NUOVO PIGNONE | NP | 10001528
OMNI FLOW COMPUTERS | OMN | 10001551
PARKINSON COWAN | PC | 140
PC COMPTEURS | PCC | 141
PCC/UGI | PCU | 142
PEABODY HOLMES | PH | 145
PEEBLES & CO LTD | PE | 143
PRI LIMITED | PRI | 10002368
RMG | RMG | 10001557
ROBINTSCH BAMAG | RPB | 149
ROCKWELL | RCK | 146
ROMET | ROM | 147
ROOTS | ROO | 148
SAWER & PURVES | SP | 155
SCHLUMBERGER INDUSTRIES | SCH | 150
SECURE METERS | SCM | 10005969
SENSUS | SEN | 10001766
SIEMENS | SIE | 152
SINGER | SGR | 151
SMITH METERS | SM | 153
SOLARTRON | SOL | 10001560
SUTHERLAND | STH | 156
T BRADDOCK | TB | 158
T GLOVER | TG | 159
TACO METER | TAC | 157
THORN EMI | EMI | 108
UGI | UGI | 160
UNKNOWN | UNK | 1111
UTILITY METERING SERVICES LTD | ONS | 10001698
UTILITY METERS WAREHOUSE LIMITED | UWL | 10005049
VALOR | VAL | 162
VANDA METERS LTD | VAN | 163
INEXUS Services Ltd | VMT | 10007789
W B COWAN | WBC | 165
W C HOLMES & CO | WCH | 166
WILKINSONS | WLK | 169
WILLEY | WLY | 171
WILSON | WLN | 170
* We are currently carrying out a review of this information please highlight any discrepancies to us

## Convertor Models
Current Convertor Model's Version 1
Model Name | Model Description | Multiplication Factor (Corrected) | Corrected Number of Dials or Digits | Multiplication Factor (Uncorrected) | Uncorrected Number of Dials or Digits | Correcting Basis | Manufacturer Code
I19780.01 | DR_MICRO_197 | 0.01 | 8 | 0.01 | 8 | CPT | DR
I19780.1 | DR_MICRO_197 | 0.1 | 8 | 0.1 | 8 | CPT | DR
I19781 | DR_MICRO_197 | 1 | 8 | 1 | 8 | CPT | DR
I197810 | DR_MICRO_197 | 10 | 8 | 10 | 8 | CPT | DR
I1978100 | DR_MICRO_197 | 100 | 8 | 100 | 8 | CPT | DR
I200060.01 | INST_2000_FLOW_COMP | 0.01 | 6 | 0.01 | 6 | PTC | INS
I200060.1 | INST_2000_FLOW_COMP | 0.1 | 6 | 0.1 | 6 | PTC | INS
I241180.01 | ROM_ECM_102411 | 0.01 | 8 | 0.01 | 8 | PT | ROM
I241180.1 | ROM_ECM_102411 | 0.1 | 8 | 0.1 | 8 | PT | ROM
I241181 | ROM_ECM_102411 | 1 | 8 | 1 | 8 | PT | ROM
I2411810 | ROM_ECM_102411 | 10 | 8 | 10 | 8 | PT | ROM
I33371 | INST_MET_333 | 1 | 7 | 1 | 7 | PT | INS
I33380.01 | INST_MET_333 | 0.01 | 8 | 0.01 | 8 | PT | INS
I33380.1 | INST_MET_333 | 0.1 | 8 | 0.1 | 8 | PT | INS
I33381 | INST_MET_333 | 1 | 8 | 1 | 8 | PT | INS
I333810 | INST_MET_333 | 10 | 8 | 10 | 8 | PT | INS
I3338100 | INST_MET_333 | 100 | 8 | 100 | 8 | PT | INS
I50070.01 | NFC_INST_500 | 0.01 | 7 | 0.01 | 7 | PT | INS
I50070.1 | NFC_INST_500 | 0.1 | 7 | 0.1 | 7 | PT | INS
I50071 | NFC_INST_500 | 1 | 7 | 1 | 7 | PT | INS
I500710 | NFC_INST_500 | 10 | 7 | 10 | 7 | PT | INS
I51080.01 | NFC_INST_510 | 0.01 | 8 | 0.01 | 8 | PT | INS
I51080.1 | NFC_INST_510 | 0.1 | 8 | 0.1 | 8 | PT | INS
I51081 | NFC_INST_510 | 1 | 8 | 1 | 8 | PT | INS
I510810 | NFC_INST_510 | 10 | 8 | 10 | 8 | PT | INS
I55580.01 | INST_MET_555 | 0.01 | 8 | 0.01 | 8 | PTC | INS
I55580.1 | INST_MET_555 | 0.1 | 8 | 0.1 | 8 | PTC | INS
I55581 | INST_MET_555 | 1 | 8 | 1 | 8 | PTC | INS
I555810 | INST_MET_555 | 10 | 8 | 10 | 8 | PTC | INS
I5558100 | INST_MET_555 | 100 | 8 | 100 | 8 | PTC | INS
I792690.01 | Schlumberger 7926 Flow Computer | 0.01 | 9 | 0.01 | 9 | PTC | SCH
I792690.1 | Schlumberger 7926 Flow Computer | 0.1 | 9 | 0.1 | 9 | PTC | SCH
I792691 | Schlumberger 7926 Flow Computer | 1 | 9 | 1 | 9 | PTC | SCH
I7926910 | Schlumberger 7926 Flow Computer | 10 | 9 | 10 | 9 | PTC | SCH
I79269100 | Schlumberger 7926 Flow Computer | 100 | 9 | 100 | 9 | PTC | SCH
I79381 | NFC INSTROMET 793-1 | 1 | 8 | 1 | 8 | PTC | INS
I90080.01 | NFC_INST_900 | 0.01 | 8 | 0.01 | 8 | PT | INS
I90080.1 | NFC_INST_900 | 0.1 | 8 | 0.1 | 8 | PT | INS
I90081 | NFC_INST_900 | 1 | 8 | 1 | 8 | PT | INS
I900810 | NFC_INST_900 | 10 | 8 | 10 | 8 | PT | INS
I99980.01 | INST_MET_999 | 0.01 | 8 | 0.01 | 8 | PTC | INS
I99980.1 | INST_MET_999 | 0.1 | 8 | 0.1 | 8 | PTC | INS
I99981 | INST_MET_999 | 1 | 8 | 1 | 8 | PTC | INS
I999810 | INST_MET_999 | 10 | 8 | 10 | 8 | PTC | INS
I9998100 | INST_MET_999 | 100 | 8 | 100 | 8 | PTC | INS
IC20170.01 | TAC_C201/P | 0.01 | 7 | 0.01 | 7 | PT | TAC
IC20170.1 | TAC_C201/P | 0.1 | 7 | 0.1 | 7 | PT | TAC
IC20171 | TAC_C201/P | 1 | 7 | 1 | 7 | PT | TAC
IC201710 | TAC_C201/P | 10 | 7 | 10 | 7 | PT | TAC
IC20271 | TAC_C202 | 1 | 7 | 1 | 7 | PT | TAC
IC202710 | TAC_C202 | 10 | 7 | 10 | 7 | PT | TAC
IC2027100 | TAC_C202 | 100 | 7 | 100 | 7 | PT | TAC
IC20570.01 | TACAR C205 | 0.01 | 7 | 0.01 | 7 | PT | TAC
IC20570.1 | TACAR C205 | 0.1 | 7 | 0.1 | 7 | PT | TAC
IC20571 | TACAR C205 | 1 | 7 | 1 | 7 | PT | TAC
IC205710 | TACAR C205 | 10 | 7 | 10 | 7 | PT | TAC
IC2057100 | TACAR C205 | 100 | 7 | 100 | 7 | PT | TAC
IC20870.01 | TACAR C208 | 0.01 | 7 | 0.01 | 7 | PT | TAC
IC20870.1 | TACAR C208 | 0.1 | 7 | 0.1 | 7 | PT | TAC
IC20871 | TACAR C208 | 1 | 7 | 1 | 7 | PT | TAC
IC208710 | TACAR C208 | 10 | 7 | 10 | 7 | PT | TAC
IC2087100 | TACAR C208 | 100 | 7 | 100 | 7 | PT | TAC
IC20980.01 | TACAR C209 | 0.01 | 8 | 0.01 | 8 | PT | TAC
IC20980.1 | TACAR C209 | 0.1 | 8 | 0.1 | 8 | PT | TAC
IC20981 | TACAR C209 | 1 | 8 | 1 | 8 | PT | TAC
IC209810 | TACAR C209 | 10 | 8 | 10 | 8 | PT | TAC
IC2098100 | TACAR C209 | 100 | 8 | 100 | 8 | PT | TAC
IGV8170.01 | TAC_GVC81 | 0.01 | 7 | 0.01 | 7 | PT | TAC
IGV8170.1 | TAC_GVC81 | 0.1 | 7 | 0.1 | 7 | PT | TAC
IGV8171 | TAC_GVC81 | 1 | 7 | 1 | 7 | PT | TAC
IGV81710 | TAC_GVC81 | 10 | 7 | 10 | 7 | PT | TAC
IGV817100 | TAC_GVC81 | 100 | 7 | 100 | 7 | PT | TAC
IM18470.01 | INST_MET_184 | 0.01 | 7 | 0.01 | 7 | PT | DR
IM18470.1 | INST_MET_184 | 0.1 | 7 | 0.1 | 7 | PT | DR
IM18471 | INST_MET_184 | 1 | 7 | 1 | 7 | PT | DR
IM184710 | INST_MET_184 | 10 | 7 | 10 | 7 | PT | DR
IM29280.01 | INST_MET_292 | 0.01 | 8 | 0.01 | 8 | PT | DR
IM29280.1 | INST_MET_292 | 0.1 | 8 | 0.1 | 8 | PT | DR
IM29281 | INST_MET_292 | 1 | 8 | 1 | 8 | PT | DR
IM292810 | INST_MET_292 | 10 | 8 | 10 | 8 | PT | DR
IM2928100 | INST_MET_292 | 100 | 8 | 100 | 8 | PT | DR
ISEVC80.01 | ACT_SEVC-D | 0.01 | 8 | 0.01 | 8 | PT | ACT
ISEVC80.1 | ACT_SEVC-D | 0.1 | 8 | 0.1 | 8 | PT | ACT
ISEVC81 | ACT_SEVC-D | 1 | 8 | 1 | 8 | PT | ACT
ISEVC810 | ACT_SEVC-D | 10 | 8 | 10 | 8 | PT | ACT
ISEVC8100 | ACT_SEVC-D | 100 | 8 | 100 | 8 | PT | ACT
M19781 | DR_MICRO_197 | 1 | 8 | 1 | 8 | CPT | DR
M197810 | DR_MICRO_197 | 10 | 8 | 10 | 8 | CPT | DR
M1978100 | DR_MICRO_197 | 100 | 8 | 100 | 8 | CPT | DR
M200061 | INST_2000_FLOW_COMP | 1 | 6 | 1 | 6 | PTC | INS
M2000610 | INST_2000_FLOW_COMP | 10 | 6 | 10 | 6 | PTC | INS
M20006100 | INST_2000_FLOW_COMP | 100 | 6 | 100 | 6 | PTC | INS
M241181 | ROM_ECM_102411 | 1 | 8 | 1 | 8 | PT | ROM
M2411810 | ROM_ECM_102411 | 10 | 8 | 10 | 8 | PT | ROM
M33371 | INST_MET_333 | 1 | 7 | 1 | 7 | PT | INS
M33381 | INST_MET_333 | 1 | 8 | 1 | 8 | PT | INS
M333810 | INST_MET_333 | 10 | 8 | 10 | 8 | PT | INS
M3338100 | INST_MET_333 | 100 | 8 | 100 | 8 | PT | INS
M50071 | NFC_INST_500 | 1 | 7 | 1 | 7 | PT | INS
M500710 | NFC_INST_500 | 10 | 7 | 10 | 7 | PT | INS
M51081 | NFC_INST_510 | 1 | 8 | 1 | 8 | PT | INS
M510810 | NFC_INST_510 | 10 | 8 | 10 | 8 | PT | INS
M55581 | INST_MET_555 | 1 | 8 | 1 | 8 | PTC | INS
M555810 | INST_MET_555 | 10 | 8 | 10 | 8 | PTC | INS
M5558100 | INST_MET_555 | 100 | 8 | 100 | 8 | PTC | INS
M600091 | OMN_6000_FLOW_COMP | 1 | 9 | 1 | 9 | PT | OMN
M6000910 | OMN_6000_FLOW_COMP | 10 | 9 | 10 | 9 | PT | OMN
M60009100 | OMN_6000_FLOW_COMP | 100 | 9 | 100 | 9 | PT | OMN
M792591 | SOL_7925_FLOW_COMP | 1 | 9 | 1 | 9 | PTC | SOL
M792691 | Schlumberger 7926 Flow Computer | 1 | 9 | 1 | 9 | PTC | SCH
M7926910 | Schlumberger 7926 Flow Computer | 10 | 9 | 10 | 9 | PTC | SCH
M79269100 | Schlumberger 7926 Flow Computer | 100 | 9 | 100 | 9 | PTC | SCH
M79381 | NFC INSTROMET 793-1 | 1 | 8 | 1 | 8 | PTC | INS
M795181 | SOL_7951_FLOW_COMP | 1 | 8 | 1 | 8 | PTC | SOL
M90081 | NFC_INST_900 | 1 | 8 | 1 | 8 | PT | INS
M900810 | NFC_INST_900 | 10 | 8 | 10 | 8 | PT | INS
M99981 | INST_MET_999 | 1 | 8 | 1 | 8 | PTC | INS
M999810 | INST_MET_999 | 10 | 8 | 10 | 8 | PTC | INS
M9998100 | INST_MET_999 | 100 | 8 | 100 | 8 | PTC | INS
MC20171 | TAC_C201/P | 1 | 7 | 1 | 7 | PT | TAC
MC201710 | TAC_C201/P | 10 | 7 | 10 | 7 | PT | TAC
MC20271 | TAC_C202 | 1 | 7 | 1 | 7 | PT | TAC
MC202710 | TAC_C202 | 10 | 7 | 10 | 7 | PT | TAC
MC2027100 | TAC_C202 | 100 | 7 | 100 | 7 | PT | TAC
MC20571 | TACAR C205 | 1 | 7 | 1 | 7 | PT | TAC
MC205710 | TACAR C205 | 10 | 7 | 10 | 7 | PT | TAC
MC2057100 | TACAR C205 | 100 | 7 | 100 | 7 | PT | TAC
MC20871 | TACAR C208 | 1 | 7 | 1 | 7 | PT | TAC
MC208710 | TACAR C208 | 10 | 7 | 10 | 7 | PT | TAC
MC2087100 | TACAR C208 | 100 | 7 | 100 | 7 | PT | TAC
MC20981 | TACAR C209 | 1 | 8 | 1 | 8 | PT | TAC
MC209810 | TACAR C209 | 10 | 8 | 10 | 8 | PT | TAC
MC2098100 | TACAR C209 | 100 | 8 | 100 | 8 | PT | TAC
MGV8171 | TAC_GVC81 | 1 | 7 | 1 | 7 | PT | TAC
MGV81710 | TAC_GVC81 | 10 | 7 | 10 | 7 | PT | TAC
MGV817100 | TAC_GVC81 | 100 | 7 | 100 | 7 | PT | TAC
MM18471 | INST_MET_184 | 1 | 7 | 1 | 7 | PT | DR
MM184710 | INST_MET_184 | 10 | 7 | 10 | 7 | PT | DR
MM1847100 | INST_MET_184 | 100 | 7 | 100 | 7 | PT | DR
MM29281 | INST_MET_292 | 1 | 8 | 1 | 8 | PT | DR
MM292810 | INST_MET_292 | 10 | 8 | 10 | 8 | PT | DR
MM2928100 | INST_MET_292 | 100 | 8 | 100 | 8 | PT | DR
MSEVC81 | ACT_SEVC-D | 1 | 8 | 1 | 8 | PT | ACT
MSEVC810 | ACT_SEVC-D | 10 | 8 | 10 | 8 | PT | ACT
MSEVC8100 | ACT_SEVC-D | 100 | 8 | 100 | 8 | PT | ACT
I19770.1 | DR_MICRO_197 | 0.1 | 7 | 0.1 | 7 | CPT | DR
I19771 | DR_MICRO_197 | 1 | 7 | 1 | 7 | CPT | DR
I197710 | DR_MICRO_197 | 10 | 7 | 10 | 7 | CPT | DR
M19771 | DR_MICRO_197 | 1 | 7 | 1 | 7 | CPT | DR
M197710 | DR_MICRO_197 | 10 | 7 | 10 | 7 | CPT | DR
I197610 | DR_MICRO_197 | 10 | 6 | 10 | 6 | CPT | DR
IPC8070.01 | PCC 1980 | 0.01 | 7 | 0.01 | 7 | PT | PCC
IPC8070.1 | PCC 1980 | 0.1 | 7 | 0.1 | 7 | PT | PCC
IPC8071 | PCC 1980 | 1 | 7 | 1 | 7 | PT | PCC
IPC80710 | PCC 1980 | 10 | 7 | 10 | 7 | PT | PCC
IPC807100 | PCC 1980 | 100 | 7 | 100 | 7 | PT | PCC
MPC8071 | PCC 1980 | 1 | 7 | 1 | 7 | PT | PCC
MPC80710 | PCC 1980 | 10 | 7 | 10 | 7 | PT | PCC
MPC807100 | PCC 1980 | 100 | 7 | 100 | 7 | PT | PCC
I80280.01 | NFC 802 | 0.01 | 8 | 0.01 | 8 | PT | INS
I80280.1 | NFC 802 | 0.1 | 8 | 0.1 | 8 | PT | INS
I80281 | NFC 802 | 1 | 8 | 1 | 8 | PT | INS
I802810 | NFC 802 | 10 | 8 | 10 | 8 | PT | INS
M80281 | NFC 802 | 1 | 8 | 1 | 8 | PT | INS
M802810 | NFC 802 | 10 | 8 | 10 | 8 | PT | INS
I80480.01 | NFC 804 | 0.01 | 8 | 0.01 | 8 | PT | INS
I80480.1 | NFC 804 | 0.1 | 8 | 0.1 | 8 | PT | INS
I80481 | NFC 804 | 1 | 8 | 1 | 8 | PT | INS
I804810 | NFC 804 | 10 | 8 | 10 | 8 | PT | INS
M80481 | NFC 804 | 1 | 8 | 1 | 8 | PT | INS
M804810 | NFC 804 | 10 | 8 | 10 | 8 | PT | INS
I91081 | SARASOTA FC 910 | 1 | 8 | 1 | 8 | PTC | SAR
I910810 | SARASOTA FC 910 | 10 | 8 | 10 | 8 | PTC | SAR
I9108100 | SARASOTA FC 910 | 100 | 8 | 100 | 8 | PTC | SAR
M91081 | SARASOTA FC 910 | 1 | 8 | 1 | 8 | PTC | SAR
M910810 | SARASOTA FC 910 | 10 | 8 | 10 | 8 | PTC | SAR
M9108100 | SARASOTA FC 910 | 100 | 8 | 100 | 8 | PTC | SAR
I792080.1 | SOLARTRON 7920 | 0.1 | 8 | 0.1 | 8 | PTC | SOL
I792081 | SOLARTRON 7920 | 1 | 8 | 1 | 8 | PTC | SOL
I7920810 | SOLARTRON 7920 | 10 | 8 | 10 | 8 | PTC | SOL
M792081 | SOLARTRON 7920 | 1 | 8 | 1 | 8 | PTC | SOL
M7920810 | SOLARTRON 7920 | 10 | 8 | 10 | 8 | PTC | SOL
I792591 | SOLARTRON 7925 | 1 | 9 | 1 | 9 | PTC | SOL
I7925910 | SOLARTRON 7925 | 10 | 9 | 10 | 9 | PTC | SOL
M7925910 | SOLARTRON 7925 | 10 | 9 | 10 | 9 | PTC | SOL
M79259100 | SOLARTRON 7925 | 100 | 9 | 100 | 9 | PTC | SOL
I795081 | SOLARTRON 7950 | 1 | 8 | 1 | 8 | PTC | SOL
M795081 | SOLARTRON 7950 | 1 | 8 | 1 | 8 | PTC | SOL
I795181 | SOL_7951_FLOW_COMP | 1 | 8 | 1 | 8 | PTC | SOL
I795581 | SOLARTRON 7955 | 1 | 8 | 1 | 8 | PTC | SOL
M795581 | SOLARTRON 7955 | 1 | 8 | 1 | 8 | PTC | SOL
MS60081 | FLOBOSS S600 | 1 | 8 | 1 | 8 | PTC | DAN
MS600810 | FLOBOSS S600 | 10 | 8 | 10 | 8 | PTC | DAN
MS6008100 | FLOBOSS S600 | 100 | 8 | 100 | 8 | PTC | DAN
I79380.01 | NFC INSTROMET 793-1 | 0.01 | 8 | 0.01 | 8 | PTC | INS
I793810 | NFC INSTROMET 793-1 | 10 | 8 | 10 | 8 | PTC | INS
I7938100 | NFC INSTROMET 793-1 | 100 | 8 | 100 | 8 | PTC | INS
M793810 | NFC INSTROMET 793-1 | 10 | 8 | 10 | 8 | PTC | INS
M7938100 | NFC INSTROMET 793-1 | 100 | 8 | 100 | 8 | PTC | INS
ICOR80.01 | ITRON CORUS | 0.01 | 8 | 0.01 | 8 | PTC | ITR
ICOR80.1 | ITRON CORUS | 0.1 | 8 | 0.1 | 8 | PTC | ITR
ICOR81 | ITRON CORUS | 1 | 8 | 1 | 8 | PTC | ITR
ICOR810 | ITRON CORUS | 10 | 8 | 10 | 8 | PTC | ITR
ICOR8100 | ITRON CORUS | 100 | 8 | 100 | 8 | PTC | ITR
MCOR81 | ITRON CORUS | 1 | 8 | 1 | 8 | PTC | ITR
MCOR810 | ITRON CORUS | 10 | 8 | 10 | 8 | PTC | ITR
MCOR8100 | ITRON CORUS | 100 | 8 | 100 | 8 | PTC | ITR
M19761 | DR_MICRO_197 | 1 | 6 | 1 | 6 | CPT | DR
MS60091 | FLOBOSS S600 | 1 | 9 | 1 | 9 | PTC | DAN
MS600910 | FLOBOSS S600 | 10 | 9 | 10 | 9 | PTC | DAN
MS6009100 | FLOBOSS S600 | 100 | 9 | 100 | 9 | PTC | DAN
M1977100 | DR_MICRO_197 | 100 | 7 | 10 | 8 | CPT | DR
I200081 | INST_2000_FLOW_COMP | 1 | 8 | 1 | 8 | PTC | INS
I2000810 | INST_2000_FLOW_COMP | 10 | 8 | 10 | 8 | PTC | INS
I20008100 | INST_2000_FLOW_COMP | 100 | 8 | 100 | 8 | PTC | INS
M200081 | INST_2000_FLOW_COMP | 1 | 8 | 1 | 8 | PTC | INS
M2000810 | INST_2000_FLOW_COMP | 10 | 8 | 10 | 8 | PTC | INS
M20008100 | INST_2000_FLOW_COMP | 100 | 8 | 100 | 8 | PTC | INS
MS600121 | 0 | 1 | 12 | 1 | 12 | PTC | DAN
MS6001210 | 0 | 10 | 12 | 10 | 12 | PTC | DAN
MS60012100 | 0 | 100 | 12 | 100 | 12 | PTC | DAN
M33361 | 0 | 1 | 6 | 1 | 6 | PTC | INS
M333610 | 0 | 10 | 6 | 10 | 6 | PTC | INS
M3336100 | 0 | 100 | 6 | 100 | 6 | PTC | INS
I33361 | 0 | 1 | 6 | 1 | 6 | PTC | INS
I333610 | 0 | 10 | 6 | 10 | 6 | PTC | INS
I3336100 | 0 | 100 | 6 | 100 | 6 | PTC | INS
M333710 | 0 | 10 | 7 | 10 | 7 | PTC | INS
M3337100 | 0 | 100 | 7 | 100 | 7 | PTC | INS
I333710 | 0 | 10 | 7 | 10 | 7 | PTC | INS
I3337100 | 0 | 100 | 7 | 100 | 7 | PTC | INS
MM18461 | INST_MET | 1 | 6 | 1 | 6 | PT | DR
I19761 | DR_MICRO_197 | 1 | 6 | 1 | 6 | CPT | DR
I1977100 | DR_MICRO_197 | 100 | 7 | 10 | 8 | CPT | DR
I200061 | INST_2000_FLOW_COMP | 1 | 6 | 1 | 6 | PTC | INS
I2000610 | INST_2000_FLOW_COMP | 10 | 6 | 10 | 6 | PTC | INS
I20006100 | INST_2000_FLOW_COMP | 10 | 6 | 10 | 6 | PTC | INS
IC20870.1R | TACAR C208 | 0.1 | 7 | 0.1 | 7 | PT | TAC
I79380.1 | NFC INSTROMET 793-1 | 0.1 | 8 | 0.1 | 8 | PTC | INS
M197610 | DR_MICRO_197 | 10 | 6 | 10 | 6 | CPT | DR
MCOR61 | ACTARIS CORUS | 1 | 6 | 1 | 6 | PTC | ACT
MCOR610 | ACTARIS CORUS | 10 | 6 | 10 | 6 | PTC | ACT
MCOR6100 | ACTARIS CORUS | 100 | 6 | 100 | 6 | PTC | ACT
I78280.01 | NFC INSTROMET 782 | 0.01 | 8 | 0.01 | 8 | PTC | INS
I78280.1 | NFC INSTROMET 782 | 0.1 | 8 | 0.1 | 8 | PTC | INS
I78281 | NFC INSTROMET 782 | 1 | 8 | 1 | 8 | PTC | INS
I782810 | NFC INSTROMET 782 | 10 | 8 | 10 | 8 | PTC | INS
I7828100 | NFC INSTROMET 782 | 100 | 8 | 100 | 8 | PTC | INS
M78281 | NFC INSTROMET 782 | 1 | 8 | 1 | 8 | PTC | INS
M782810 | NFC INSTROMET 782 | 10 | 8 | 10 | 8 | PTC | INS
M7828100 | NFC INSTROMET 782 | 100 | 8 | 100 | 8 | PTC | INS
I19760.1 | DR_MICRO_197 | 0.1 | 6 | 0.1 | 6 | CPT | DR
ML271-XE | 11/11/46969 | 1 | 7 | 1 | 7 | CPT | DR
IMAEL1 | UML_Maxi_Elcor | 1 | 12 | 1 | 8 | CPT | UWL
IMAEL10 | UML_Maxi_Elcor | 1 | 12 | 10 | 8 | CPT | UWL
IMAEL100 | UML_Maxi_Elcor | 1 | 12 | 100 | 8 | CPT | UWL
MMAEL1 | UML_Maxi_Elcor | 1 | 12 | 1 | 8 | CPT | UWL
MMAEL10 | UML_Maxi_Elcor | 1 | 12 | 10 | 8 | CPT | UWL
MMAEL100 | UML_Maxi_Elcor | 1 | 12 | 100 | 8 | CPT | UWL
IMIEL1 | UML_Mini_Elcor | 1 | 12 | 1 | 8 | CPT | UWL
IMIEL10 | UML_Mini_Elcor | 1 | 12 | 10 | 8 | CPT | UWL
IMIEL100 | UML_Mini_Elcor | 1 | 12 | 100 | 8 | CPT | UWL
MMIEL1 | UML_Mini_Elcor | 1 | 12 | 1 | 8 | CPT | UWL
MMIEL10 | UML_Mini_Elcor | 1 | 12 | 10 | 8 | CPT | UWL
INAEL1 | UML_Nano_Elcor | 1 | 12 | 1 | 8 | CPT | UWL
INAEL10 | UML_Nano_Elcor | 1 | 12 | 10 | 8 | CPT | UWL
INAEL100 | UML_Nano_Elcor | 1 | 12 | 100 | 8 | CPT | UWL
MNAEL1 | UML_Nano_Elcor | 1 | 12 | 1 | 8 | CPT | UWL
MNAEL10 | UML_Nano_Elcor | 1 | 12 | 10 | 8 | CPT | UWL
MNAEL100 | UML_Nano_Elcor | 1 | 12 | 100 | 8 | CPT | UWL
MMIEL100 | UML_Mini_Elcor | 1 | 12 | 100 | 8 | CPT | UWL
MiniElcor | MiniElcor | 1 | 9 | 1 | 9 | PT | ELG
MMAEL91 | UML_Maxi_Elcor | 1 | 11 | 1 | 9 | CPT | UWL
MMAEL81 | UML_Maxi_Elcor | 1 | 11 | 1 | 8 | CPT | UWL
MMAEL71 | UML_Maxi_Elcor | 1 | 11 | 1 | 7 | CPT | UWL
MMIEL91 | UML_Mini_Elcor | 1 | 11 | 1 | 9 | CPT | UWL
MMIEL81 | UML_Mini_Elcor | 1 | 11 | 1 | 8 | CPT | UWL
MMIEL71 | UML_Mini_Elcor | 1 | 11 | 1 | 7 | CPT | UWL
MNAEL91 | UML_Nano_Elcor | 1 | 11 | 1 | 9 | CPT | UWL
MNAEL81 | UML_Nano_Elcor | 1 | 11 | 1 | 8 | CPT | UWL
MNAEL71 | UML_Nano_Elcor | 1 | 11 | 1 | 7 | CPT | UWL
MMIEL81N | UML_Mini_Elcor | 1 | 8 | 1 | 8 | CPT | UWL
MMIEL91N | UML_Mini_Elcor | 1 | 9 | 1 | 9 | CPT | UWL
MMIEL101N | UML_Mini_Elcor | 1 | 10 | 1 | 10 | CPT | UWL
I1976100 | DR_MICRO_197 | 100 | 6 | 100 | 6 | CPT | DR
MMIEL910 | UML_Mini_Elcor | 10 | 9 | 10 | 9 | CPT | UWL
MNAEL910N | UML_Nano_Elcor | 1 | 9 | 1 | 9 | CPT | UWL
MNAEL91N | UML_Nano_Elcor | 1 | 9 | 1 | 9 | CPT | UWL
MNAE801N | UML_Nano_Elcor | 1 | 8 | 1 | 8 | CPT | UWL
MPTZ9 | PTZ-BOX-3.0 EVC | 1 | 9 | 1 | 9 | PTC | VMT
MPTZ10 | PTZ-BOX-3.0 EVC | 1 | 10 | 1 | 10 | PTC | VMT
MPTZFCD8 | PTZ-BOX-FCD | 1 | 8 | 1 | 8 | PTC | VMT
MPTZFCD9 | PTZ-BOX-FCD | 1 | 9 | 1 | 9 | PTC | VMT
MPTZFCD10 | PTZ-BOX-FCD | 1 | 10 | 1 | 10 | PTC | VMT
MPTZ8 | PTZ-BOX-3.0 EVC | 1 | 8 | 1 | 8 | PTC | VMT
MFXS9100 | FLOW X/S | 100 | 9 | 100 | 9 | CPTD | SCK
IFC1120.01 | ENCORE FC1 | 0.01 | 12 | 0.01 | 12 | CPDT | ELM
IFC1120.1 | ENCORE FC1 | 0.1 | 12 | 0.1 | 12 | CPDT | ELM
IFC1121 | ENCORE FC1 | 1 | 12 | 1 | 12 | CPDT | ELM
IFC11210 | ENCORE FC1 | 10 | 12 | 10 | 12 | CPDT | ELM
IFC112100 | ENCORE FC1 | 100 | 12 | 100 | 12 | CPDT | ELM
IFC181 | ENCORE FC1 | 1 | 8 | 1 | 8 | CPDT | ELM
IFC1810 | ENCORE FC1 | 10 | 8 | 10 | 8 | CPDT | ELM
IFC18100 | ENCORE FC1 | 100 | 8 | 100 | 8 | CPDT | ELM
IFC191 | ENCORE FC1 | 1 | 9 | 1 | 9 | CPDT | ELM
IFC1910 | ENCORE FC1 | 10 | 9 | 10 | 9 | CPDT | ELM
IFC19100 | ENCORE FC1 | 100 | 9 | 100 | 9 | CPDT | ELM
MFC1121 | ENCORE FC1 | 1 | 12 | 1 | 12 | CPDT | ELM
MFC11210 | ENCORE FC1 | 10 | 12 | 10 | 12 | CPDT | ELM
MFC112100 | ENCORE FC1 | 100 | 12 | 100 | 12 | CPDT | ELM
MFC181 | ENCORE FC1 | 1 | 8 | 1 | 8 | CPDT | ELM
MFC1810 | ENCORE FC1 | 10 | 8 | 10 | 8 | CPDT | ELM
MFC18100 | ENCORE FC1 | 100 | 8 | 100 | 8 | CPDT | ELM
MFC191 | ENCORE FC1 | 1 | 9 | 1 | 9 | CPDT | ELM
MFC1910 | ENCORE FC1 | 10 | 9 | 10 | 9 | CPDT | ELM
MFC19100 | ENCORE FC1 | 100 | 9 | 100 | 9 | CPDT | ELM
IFC1101 | ENCORE FC1 | 1 | 10 | 1 | 10 | CPDT | ELM
IFC11010 | ENCORE FC1 | 10 | 10 | 10 | 10 | CPDT | ELM
IFC110100 | ENCORE FC1 | 100 | 10 | 100 | 10 | CPDT | ELM
MFC1101 | ENCORE FC1 | 1 | 10 | 1 | 10 | CPDT | ELM
MFC11010 | ENCORE FC1 | 10 | 10 | 10 | 10 | CPDT | ELM
MFC110100 | ENCORE FC1 | 100 | 10 | 100 | 10 | CPDT | ELM
IFC1111 | ENCORE FC1 | 1 | 11 | 1 | 11 | CPDT | ELM
IFC11110 | ENCORE FC1 | 10 | 11 | 10 | 11 | CPDT | ELM
IFC111100 | ENCORE FC1 | 100 | 11 | 100 | 11 | CPDT | ELM
MFC1111 | ENCORE FC1 | 1 | 11 | 1 | 11 | CPDT | ELM
MFC11110 | ENCORE FC1 | 10 | 11 | 10 | 11 | CPDT | ELM
MFC111100 | ENCORE FC1 | 100 | 11 | 100 | 11 | CPDT | ELM
NANO ELCOR | NANO ELCOR | 1 | 9 | 1 | 9 | PT | ELG
EK280 | EK280 Volume Comversion Device | 1 | 6 | 1 | 6 | CPT | ELM
EK280 | EK280 Volume Comversion Device | 1 | 7 | 1 | 7 | CPT | ELM

## Convertor Manufacturers
Convertor Manufacturers Registered on UK Link
Last Updated 25/10/2016
Company Name | CMF Code | Org ID
ACTARIS | ACT | 10001642
DANIEL | DAN | 10001869
DRESSER | DR | 106
ELGAS | ELG | 10005109
FLONIDAN | FLN | 10004868
GENERIC CONVERTOR | GEN | 10001459
HOLMES CONNERSVILLE | HOC | 120
IGA | IGA | 121
INSTEC | ITC | 124
INSTROMET | INS | 125
INSTROMET UK | INX | 10001525
ITRON | ITR | 10003048
NFC | NFC | 1000220
OMNI FLOW COMPUTERS | OMN | 10001551
PC COMPTEURS | PCO | 141
PRE CODE IMBALANCE Gas Shipper | PCB | 1000219
ROMET | ROM | 147
SARASOTA | SAR | 10001868
SCHLUMBERGER | SLU | 10001527
SCHLUMBERGER INDUSTRIES | SCH | 150
SIEMENS | SIE | 152
SOLARTRON | SOL | 10001560
TACAR | TAC | 1000221
TECHNOLOG HOLDINGS LTD | TEC | 10001871
UGI | UGI | 160
UNKNOWN | UNK | 1111
UTILITY METERING SERVICES LTD | ONS | 10001698
UTILITY METERS WAREHOUSE LIMITED | UWL | 10005049

## Audit Updates
*Recording updates as of 27/07/2016*
AUDIT UPDATES
Business Associate Type/ Tab Name | Business Associate Name | Company Short Code | Overview of update | Date added to the spreadsheet
Creation of Separate Spreadsheet for Meter Models and Convertors |  |  |  | 2018-11-19
Meter Manufacturers | MeteRSit S.r.l. | MSI | Manufacturer added to list | 2018-11-19
Meter Models | MMU100 | MSI | Model added | 2018-11-19
Meter Models | MMU16 | MSI | Model added | 2018-11-19
Meter Models | MMU160 | MSI | Model added | 2018-11-19
Meter Models | MMU40 | MSI | Model added | 2018-11-19
Meter Models | MMU65 | MSI | Model added | 2018-11-19
Meter Models | MMU25 | MSI | Model added | 2018-11-19
Meter Models | MMU6 | MSI | Model added | 2018-11-19
Meter Models | MTV04000GM | VMT | Model added | 2018-11-19
Meter Models | MTV04000HM | VMT | Model added | 2018-11-19
Meter Models | MTV06500JN | VMT | Model added | 2018-11-19
Meter Models | TRZ2G160 | INS | Model added | 2018-11-19
Convertor Models | MPTZ8 | VMT | Model added | 2018-11-19
Convertor Models | MFXS9100 | SCK | Model added | 2018-11-19
Convertor Models | IFC1120.01 | ELM | Model added | 2020-04-16
Convertor Models | IFC1120.1 | ELM | Model added | 2020-04-16
Convertor Models | IFC1121 | ELM | Model added | 2020-04-16
Convertor Models | IFC11210 | ELM | Model added | 2020-04-16
Convertor Models | IFC112100 | ELM | Model added | 2020-04-16
Convertor Models | IFC181 | ELM | Model added | 2020-04-16
Convertor Models | IFC1810 | ELM | Model added | 2020-04-16
Convertor Models | IFC18100 | ELM | Model added | 2020-04-16
Convertor Models | IFC191 | ELM | Model added | 2020-04-16
Convertor Models | IFC1910 | ELM | Model added | 2020-04-16
Convertor Models | IFC19100 | ELM | Model added | 2020-04-16
Convertor Models | MFC1121 | ELM | Model added | 2020-04-16
Convertor Models | MFC11210 | ELM | Model added | 2020-04-16
Convertor Models | MFC112100 | ELM | Model added | 2020-04-16
Convertor Models | MFC181 | ELM | Model added | 2020-04-16
Convertor Models | MFC1810 | ELM | Model added | 2020-04-16
Convertor Models | MFC18100 | ELM | Model added | 2020-04-16
Convertor Models | MFC191 | ELM | Model added | 2020-04-16
Convertor Models | MFC1910 | ELM | Model added | 2020-04-16
Convertor Models | MFC19100 | ELM | Model added | 2020-04-16
Convertor Models | IFC1101 | ELM | Model added | 2020-04-16
Convertor Models | IFC11010 | ELM | Model added | 2020-04-16
Convertor Models | IFC110100 | ELM | Model added | 2020-04-16
Convertor Models | MFC1101 | ELM | Model added | 2020-04-16
Convertor Models | MFC11010 | ELM | Model added | 2020-04-16
Convertor Models | MFC110100 | ELM | Model added | 2020-04-16
Convertor Models | IFC1111 | ELM | Model added | 2020-04-16
Convertor Models | IFC11110 | ELM | Model added | 2020-04-16
Convertor Models | IFC111100 | ELM | Model added | 2020-04-16
Convertor Models | MFC1111 | ELM | Model added | 2020-04-16
Convertor Models | MFC11110 | ELM | Model added | 2020-04-16
Convertor Models | MFC111100 | ELM | Model added | 2020-04-16
Meter Models | MTF400LD | FMG | Model added | 2020-06-29
Meter Models | B0A10144 | SCM | Model added | 2020-07-02
Meter Models | MMU10 | MSI | Model added | 2020-12-31
Meter Models | MTV00065AA | VMT | Model added | 2020-12-31
Meter Models | MTV00100AB | VMT | Model added | 2020-12-31
Meter Models | MTV00160BC | VMT | Model added | 2020-12-31
Meter Models | MTV00250BD | VMT | Model added | 2020-12-31
Meter Models | MTV00400BE | VMT | Model added | 2020-12-31
Meter Models | MTV00250CD | VMT | Model added | 2020-12-31
Meter Models | MTV00400CE | VMT | Model added | 2020-12-31
Meter Models | MTV00650CF | VMT | Model added | 2020-12-31
Meter Models | MTV00650DF | VMT | Model added | 2020-12-31
Meter Models | MTV01000DG | VMT | Model added | 2020-12-31
Meter Models | MTV01600DH | VMT | Model added | 2020-12-31
Meter Models | MTV01000EG | VMT | Model added | 2020-12-31
Meter Models | MTV01600EH | VMT | Model added | 2020-12-31
Meter Models | MTV02500EL | VMT | Model added | 2020-12-31
Meter Models | MTV01600FH | VMT | Model added | 2020-12-31
Meter Models | MTV02500FL | VMT | Model added | 2020-12-31
Meter Models | MTV04000FM | VMT | Model added | 2020-12-31
Meter Models | MTV02500GH | VMT | Model added | 2020-12-31
Meter Models | MYV04000GL | VMT | Model added | 2020-12-31
Meter Models | MTV04000HL | VMT | Model added | 2020-12-31
Meter Models | FGBB03 | ITR | Model added | 2021-08-20
Meter Models | G4SZV-2 | FLN | Model added | 2021-08-20
Meter Models | G4SDZV-1 | FLN | Model added | 2021-08-20
Meter Models | G4SDZV-2 | FLN | Model added | 2021-08-20
Meter Models | QA250100ZI | ELM | Model added | 2021-08-20
Meter Models | QA6550ZI | ELM | Model added | 2021-08-20
Meter Models | QA10080ZI | ELM | Model added | 2021-08-20
Meter Models | QA16080ZI | ELM | Model added | 2021-08-20
Meter Models | QA25080ZI | ELM | Model added | 2021-08-20
Meter Models | QA400100ZI | ELM | Model added | 2021-08-20
Meter Models | QA400150ZI | ELM | Model added | 2021-08-20
Meter Models | QA650150ZI | ELM | Model added | 2021-08-20
Meter Models | FMT-LX | FMG | Model added | 2021-08-20
Meter Models | GS68B | EDM | Model added | 2021-08-20
Meter Models | BK-G4EI7 | ELM | Model added | 2021-08-20
Meter Models | BK-G10EI7 | ELM | Model added | 2021-08-20
Meter Models | BK-G16EI7 | ELM | Model added | 2021-08-20
Meter Models | BK-G25EI7 | ELM | Model added | 2021-08-20
Meter Models | BK-G40EI7 | ELM | Model added | 2021-08-20
Meter Models | BK-G65EI7 | ELM | Model added | 2021-08-20
Meter Models | BK-G100EI7 | ELM | Model added | 2021-08-20
Meter Models | MRD0100B4P | DR | Model added | 2021-08-20
Convertor Models | EK280 | ELM | Model added | 2021-08-20